## Cover Sheet
Power stations in the United Kingdom
This spreadsheet forms part of the National Statistics publication Digest of UK Energy Statistics (DUKES) produced by the Department for Business, Energy and Industrial Strategy (BEIS). The data presented is the UK power stations in the United Kingdom; annual data are published in arrears in megawatts (MW).
Publication dates
This data was published on Thursday 28th July 2022 The next publication date is Thursday 27th July 2023
Data period
This spreadsheet contains annual data including new data for 2021
Revisions
The revisions period is 2019 to 2020 Revisions are due to updates from data suppliers or the receipt of data replacing estimates unless otherwise stated
Further information
The data tables and accompanying cover sheet, contents, and notes have been edited to meet legal accessibility regulations To provide feedback please contact
energy.stats@beis.gov.uk
Some cells in the tables refer to notes which can be found in the notes worksheet Note markers are presented in square brackets, for example [Note 1]
Time periods used in this workbook refer to calendar years i.e. January to December
Detailed commentary on electricity data are available in accompanying text publication (opens in a new window)
Links to additional further information in cells below
DUKES publication (opens in a new window)
Data sources and methodology for electricity statistics (opens in a new window)
Energy statistics revisions policy (opens in a new window)
Glossary and acronyms (opens in a new window)
Contact details
Statistical enquiries
Vanessa Martin
electricitystatistics@beis.gov.uk
0776 757 3907
Media enquiries
newsdesk@beis.gov.uk
020 7215 1000

## Contents
Contents
This worksheet contains one table
This table includes a list of worksheets in this workbook with links to those worksheets
Worksheet description | Link
Cover sheet | Cover Sheet
Contents | Contents
Notes | Notes
Summary of installed capacity of major power producer stations, other generations and interconnectors in the United Kingdom operational at the end of May 2022 | 5.11 Summary
Full list of major power producer stations in the United Kingdom operational at the end of May 2022 | 5.11 Full list
Major power producers thermal capacity opened, closed, converted, increased or reduced (as at end May 2022), since the end of 2010 | Changed and converted stations
DUKES 2021, DUKES 2020, DUKES 2019 etc contain the full list of major power producer stations that were operational at the time of each annual publication. These are included for historical reference in the format that was in use at the time of publication.

## Notes
Notes
This worksheet contains one table
This table contains supplementary information supporting power stations in the United Kingdom data which are referred to in the data presented in this workbook
Note | Description
Note 1 | This list covers stations owned or operated by Major Power Producers; other power stations (including many renewable sites and auto-generators) are included in the summary table 5.11 A but not listed separately.
Note 2 | Previously operated as Combined Cycle Gas Turbines but these stations now operate as Open Cycle Gas Turbines.
Note 3 | Site transferred from RES Group to Cubico in 2021.
Note 4 | Sites transferred from RWE to EPR in 2020.
Note 5 | Sites transferred from Lightsource BP to Greencoat Capital in 2021.
Note 6 | Sites transferred from Foresight to RES Group in 2021.
Note 7 | Total capacity is 1,840 MW but because of transmission constraints only 1,180 MW can be used at any one time.
Note 8 | Sites transferred from Drax Group to Vitol in 2021.
Note 9 | Note that these MPP totals include some sites that are operated by MPPs but are not included in the MPP survey.
Note 10 | The capacities of 'other generators' for coal, oil , natural gas and other fuels are Declared Net Capacities (DNC) rather than installed capacities.
Note 11 | The main 'other fuels' included are coke oven gas, blast furnace gas and waste products from chemical processes.
Note 12 | The UK-Belgium ‘Nemo Link’ interconnector began commissioning in mid-December 2018 and became fully operational on 31st January 2019.
Note 13 | This is made up of a main interconnector, which is usually restricted to a capacity of 300 MW in either direction, and two standby interconnectors, which each have a capacity of 120 MW.
Note 14 | The interconnector was initially built in 1970 but was damaged in 1975 and did not come back into operation until 1996.
Note 15 | indicates CHP plant
Note 16 | Further details on interconnectors can be found in Table 5.13.
Note 17 | Reduced capacity from 1,875 MW (CCGT 1,830 MW / OCGT 45 MW) to 45 MW (OCGT) in 2011 before closing in 2013.
Note 18 | Reactor 2 with capacity of 217 MW closed on 30 June 2011, reactor 1 with capacity of 217 MW closed on 29 February 2012.
Note 19 | Reactor 2 closed on 30 April 2012, reactor 1 closed on 31 December 2015 (both with a capacity of 490 MW).
Note 20 | Partly converted to biomass. Two 660 MW units were converted to biomass, one in 2013 and 2014, before a third unit (also 660 MW) was converted to high-range co-firing (85% to <100% biomass) in 2015. A fourth unit (660 MW) was then converted in August 2018. Overall biomass capacity is now 2,640 MW.
Note 21 | Converted from coal to dedicated biomass in 2013 (at 740 MW), before reducing to 370 MW in April 2014 after a fire at one of the biomass units.
Note 22 | Operated as a CCGT at 150 MW until 2014, but has since operated as an OCGT at 99 MW.
Note 23 | Operated as a CCGT at 900 MW until 2016, but has since operated as an OCGT at 600 MW.
Note 24 | Operated as a CCGT at 360 MW until 2018, but has since operated as an OCGT at 245 MW, with the steam side being decomissionned.
Note 25 | Operated as a CCGT until March 2018, before running as an OCGT for one year. The site was then closed in March 2019.
Note 26 | Gas turbine on site sold. Currently no generating capacity.
Note 27 | The remaining two coal units are no longer in operation since March 2021 but will remain in a state of preservation till September 2022 when its capacity market obligations end.
Note 28 | Began the defuelling process in June 2021 but has not generated electricity since September 2018 due to long term maintenance outages.
Note 29 | Site was mothballed before closure

## 5.11 Summary
5.11 Summary of installed capacity of power stations and interconnectors operational in the United Kingdom at the end of May 2022 [note 1]
This worksheet contains three tables
Some cells refer to notes which can be found on the notes worksheet
Freeze panes are active on this sheet, to turn off freeze panes select the 'view' then 'freeze panes' then 'unfreeze panes' or use [Alt W, F]
This table contains empty cells, empty cells indicate data not applicable
Table 5.11.A Grouped summary of installed capacity by fuel, MW [note 9]
Generator Type | Fuel | Installed Capacity (MW)
Major power producer | Coal | 5900
Major power producer | Natural Gas | 30768.07
Major power producer | Sour Gas | 1380
Major power producer | Diesel/Gas Oil | 1084.2
Major power producer | Nuclear | 6848
Major power producer | Biomass | 3398.292
Major power producer | Waste | 463
Major power producer | Hydro | 1466.127
Major power producer | Pumped Storage | 2900
Major power producer | Onshore Wind | 10978.039
Major power producer | Offshore Wind | 12678.7
Major power producer | Solar | 4743.3667
Major power producer | Total | 82607.7947
Other Generators [note 10] | Coal | 19.8794
Other Generators [note 10] | Oil | 212.6332
Other Generators [note 10] | Natural Gas | 2796.5512
Other Generators [note 10] | Biomass And Waste | 4188.8573
Other Generators [note 10] | Hydro | 427.1127
Other Generators [note 10] | Wind (Onshore) | 3678.3155
Other Generators [note 10] | Wind (Offshore) | 56.975
Other Generators [note 10] | Solar | 9351.0677
Other Generators [note 10] | Wave And Tidal | 22.298
Other Generators [note 10] | Other Fuels [note 11] | 526.0921
Other Generators [note 10] | Total | 21279.7821
All Generators | Total | 103887.5768
Table 5.11.B Interconnector capacity, MW [note 16]
Interconnector | Connecting Country | Capacity (MW) | Year of first operation
Interconnecion France-Angleterre (IFA) | England-France | 2000 | 1986
North-South [note 13] [note 14] | Northern Ireland - Republic of Ireland | 540 | 1996
Moyle | Scotland - Northern Ireland | 500 | 2002
BritNed | England - Netherlands | 1000 | 2011
East-West | Wales - Republic of Ireland | 500 | 2012
NemoLink [note 12] | England - Belgium | 1000 | 2019
Interconnecion France-Angleterre 2 (IFA2) | England - France | 1000 | 2021
North Sea Link (NSL) | England - Norway | 1400 | 2021
ElecLink | England - France | 1000 | 2022

## 5.11 Full list
Table 5.11 List of major power producer power stations in the United Kingdom operational at the end of May 2022 [note 1]
This worksheet contains one table
Some cells refer to notes which can be found on the notes worksheet
Freeze panes are active on this sheet, to turn off freeze panes select the 'view' then 'freeze panes' then 'unfreeze panes' or use [Alt W, F]
This table contains empty cells, empty cells indicate data not applicable
Company Name | Site Name | Technology | Type | CHP | Primary Fuel | Secondary Fuel | InstalledCapacity (MW) | Grid Connection Type | Country | Region | Postcode | OS Reference | X-Coordinate | Y-Coordinate | Year Commissioned
Anesco | Puriton | Solar | PV | No | Solar |  | 4.5677 | LV | England | South West | TA64TG |  | 332462.0 | 142273.0 | 2011
Anesco | Slepe Farm | Solar | PV | No | Solar |  | 0.4984 | LV | England | South West | BH166HS |  | 392991.0 | 93161.0 | 2011
Anesco | Bourne Park | Solar | PV | No | Solar |  | 0.2484 | LV | England | South West | DT27TU |  | 372107.0 | 97577.0 | 2012
Anesco | Owls Lodge | Solar | PV | No | Solar |  | 10.0046 | LV | England | South East | SP116PL |  | 443869.0 | 142971.0 | 2013
Anesco | Shelswell | Solar | PV | No | Solar |  | 5.0633 | LV | England | South East | OX278EH |  | 460822.0 | 230982.0 | 2013
Anesco | Skylark | Solar | PV | No | Solar |  | 4.9389 | LV | England | Eastern | CB232SZ |  | 531754.0 | 257635.0 | 2013
Anesco | Halse | Solar | PV | No | Solar |  | 8.3405 | LV | England | South West | TA43LY |  |  |  | 2013
Anesco | Jordanston | Solar | PV | No | Solar |  | 4.631 | LV | Wales | Wales | SA708NQ |  |  |  | 2013
Anesco | Horsacott | Solar | PV | No | Solar |  | 6.54 | LV | England | South West | EX312PD |  |  |  | 2013
Anesco | Sandys Moor | Solar | PV | No | Solar |  | 2.9 | LV | England | South West | TA42LY |  | 308509.0 | 127381.0 | 2013
Anesco | East Farm | Solar | PV | No | Solar |  | 6.843 | LV | England | South West | BA120PG |  | 398727.0 | 142115.0 | 2013
Anesco | Broxted | Solar | PV | No | Solar |  | 31.59 | LV | England | Eastern |  | TQ637458 | 572387.0 | 251110.0 | 2013
Anesco | Huntingdon | Solar | PV | No | Solar |  | 10.204 | LV | England | Eastern | PE285YJ |  | 520021.0 | 281612.0 | 2014
Anesco | Blackdown | Solar | PV | No | Solar |  | 7.454 | LV | England | South West | TA37DY |  | 320819.0 | 114679.0 | 2014
Anesco | Mendip | Solar | PV | No | Solar |  | 7.175 | LV | England | South West | BA53AA |  | 359176.0 | 151234.0 | 2014
Anesco | Newnton Dairy | Solar | PV | No | Solar |  | 7.176 | LV | England | South West | SN169SR |  | 392277.0 | 191968.0 | 2014
Anesco | Whitchurch | Solar | PV | No | Solar |  | 6.52 | LV | England | South West | BA34DW |  | 363439.0 | 153553.0 | 2014
Anesco | Watchfield | Solar | PV | No | Solar |  | 10.6998 | LV | England | South West | TA94LD |  | 334135.0 | 147772.0 | 2014
Anesco | Eynsham | Solar | PV | No | Solar |  | 13.452 | LV | England | South East | OX296XD |  | 439658.0 | 210754.0 | 2014
Anesco | Steventon | Solar | PV | No | Solar |  | 10.0392 | LV | England | South East | OX136AP |  | 444299.0 | 192928.0 | 2014
Anesco | Anglesey | Solar | PV | No | Solar |  | 14.9261 | LV | Wales | Wales | LL635SZ |  | 238717.0 | 367342.0 | 2014
Anesco | Welbeck | Solar | PV | No | Solar |  | 11.2608 | LV | England | East Midlands | NG209PU |  | 457669.0 | 369999.0 | 2014
Anesco | Salcey Farm | Solar | PV | No | Solar |  | 5.4616 | LV | England | South East | MK168LP |  | 485184.0 | 250544.0 | 2014
Anesco | Bulls Head North | Solar | PV | No | Solar |  | 5.513 | LV | England | East Midlands | MK168LP |  | 481460.0 | 251327.0 | 2014
Anesco | Bilsthorpe | Solar | PV | No | Solar |  | 5.7408 | LV | England | East Midlands | NG228ST |  | 465147.0 | 361625.0 | 2014
Anesco | Stables | Solar | PV | No | Solar |  | 1.966 | LV | England | East Midlands | CV136EB |  | 440233.0 | 297103.0 | 2014
Anesco | Tope Farm | Solar | PV | No | Solar |  | 3.312 | LV | England | South West | TQ97DR |  | 283048.0 | 52733.0 | 2014
Anesco | Bae Systems Samlesbury | Solar | PV | No | Solar |  | 2.64 | LV | England | North West | BB27LF |  | 361989.0 | 430666.0 | 2014
Anesco | Horam | Solar | PV | No | Solar |  | 2.571 | LV | England | South East | TN210JN |  | 556616.0 | 115760.0 | 2015
Anesco | Pierces Farm | Solar | PV | No | Solar |  | 1.7431 | LV | England | South East | RG71LY |  | 468119.0 | 167296.0 | 2015
Anesco | Culworth | Solar | PV | No | Solar |  | 3.6364 | LV | England | East Midlands | OX172HW |  | 454564.0 | 245985.0 | 2015
Anesco | Abergelli | Solar | PV | No | Solar |  | 7.6822 | LV | Wales | Wales | SA57NN |  | 265507.0 | 202009.0 | 2015
Anesco | Gedling | Solar | PV | No | Solar |  | 5.7408 | LV | England | East Midlands | NG44JX |  | 461655.0 | 344045.0 | 2015
Anesco | Hadlow | Solar | PV | No | Solar |  | 18.9218 | LV | England | South East | CB89YD |  | 562879.0 | 145736.0 | 2015
Anesco | New Kaine | Solar | PV | No | Solar |  | 1.8748 | LV | England | South East | ME97HP |  | 584858.0 | 166460.0 | 2015
Anesco | Higher Bye | Solar | PV | No | Solar |  | 6.7906 | LV | England | South West | TA230JT |  | 305042.0 | 142360.0 | 2015
Anesco | Saron | Solar | PV | No | Solar |  | 6.3326 | LV | Wales | Wales | SA183TW |  | 260904.0 | 212664.0 | 2015
Anesco | Trickey Warren | Solar | PV | No | Solar |  | 4.632 | LV | England | South West | TA37DY |  | 320109.0 | 114779.0 | 2015
Anesco | Cotgrave | Solar | PV | No | Solar |  | 4.9833 | LV | England | East Midlands | NG123GU |  | 463974.0 | 336042.0 | 2015
Anesco | Pen-Y-Cae | Solar | PV | No | Solar |  | 6.7623 | LV | Wales | Wales | SA183BJ |  | 260143.0 | 211806.0 | 2015
Anesco | Radcliffe | Solar | PV | No | Solar |  | 4.1574 | LV | England | East Midlands | NG122LT |  | 463038.0 | 338202.0 | 2015
Anesco | Askern | Solar | PV | No | Solar |  | 4.9737 | LV | England | Yorkshire and Humber | DN60BZ |  | 455441.0 | 413876.0 | 2015
Anesco | Lodge Farm | Solar | PV | No | Solar |  | 4.8797 | LV | England | East Midlands | S445TE |  | 441566.0 | 370954.0 | 2015
Anesco | Oak Cottage | Solar | PV | No | Solar |  | 4.8672 | LV | Wales | Wales | SA624PR |  | 202839.0 | 217801.0 | 2015
Anesco | Playters | Solar | PV | No | Solar |  | 8.6295 | LV | England | Eastern | NR347TN |  | 644257.0 | 287733.0 | 2015
Anesco | Barton Close | Solar | PV | No | Solar |  | 4.6103 | LV | England | South West |  | SY651810 | 247374.0 | 141403.0 | 2015
Anesco | Yarburgh | Solar | PV | No | Solar |  | 8.0861 | LV | England | East Midlands | LN11ONU |  | 534300.0 | 391971.0 | 2015
Anesco | Brookbarn | Solar | PV | No | Solar |  | 3.63 | LV | England | South East | BN177PE |  | 500000.0 | 102000.0 | 2015
Anesco | Portworthy | Solar | PV | No | Solar |  | 4.0239 | LV | England | South West | PL75JP |  | 256878.0 | 60850.0 | 2015
Anesco | Shalfleet | Solar | PV | No | Solar |  | 4.996 | LV | England | South East | PO410TZ |  | 440587.0 | 88605.0 | 2015
Anesco | Grantham | Solar | PV | No | Solar |  | 4.8787 | LV | England | East Midlands |  | SU508503 | 507000.0 | 392000.0 | 2015
Anesco | Overton | Solar | PV | No | Solar |  | 3.7523 | LV | England | South East |  | TF459067 | 450500.0 | 150500.0 | 2015
Anesco | Guynd | Solar | PV | No | Solar |  | 4.9878 | LV | Scotland | Scotland |  | SK880386 | 356230.0 | 742772.0 | 2015
Anesco | Wisbech | Solar | PV | No | Solar |  | 3.4047 | LV | England | Eastern |  | NO633470 | 546000.0 | 307000.0 | 2015
Anesco | Newlands | Solar | PV | No | Solar |  | 4.9993 | LV | England | South West |  | SU115278 | 365099.0 | 81019.0 | 2015
Anesco | Homestead | Solar | PV | No | Solar |  | 3.9535 | LV | England | South East | PO410TZ |  | 439433.0 | 88404.0 | 2015
Anesco | Rainbow | Solar | PV | No | Solar |  | 4.7907 | LV | England | South West | TA64TG |  | 331238.0 | 141809.0 | 2015
Anesco | Hale | Solar | PV | No | Solar |  | 3.599 | LV | England | South West | BH236BB |  | 409997.0 | 97268.0 | 2015
Anesco | Woodtown | Solar | PV | No | Solar |  | 2.7194 | LV | England | South West | BH228SW |  | 409156.0 | 97807.0 | 2015
Anesco | Bake Farm | Solar | PV | No | Solar |  | 4.9993 | LV | Scotland | Scotland |  | NO564429 | 233036.0 | 58842.0 | 2015
Anesco | Salford Lodge | Solar | PV | No | Solar |  | 4.9962 | LV | England | West Midlands | WR118SN |  |  |  | 2015
Anesco | Bourne Park South | Solar | PV | No | Solar |  | 2.3997 | LV | England | South West | DT27TU |  | 372234.0 | 97408.0 | 2015
Anesco | Radford | Solar | PV | No | Solar |  | 4.9735 | LV | England | West Midlands | CV311XJ |  | 435175.0 | 261988.0 | 2015
Anesco | Eaton Hill | Solar | PV | No | Solar |  | 0.4743 | LV | England | West Midlands | HR60DG |  |  |  | 2015
Anesco | Malmesbury | Solar | PV | No | Solar |  | 5 | LV | England | South West | SN169SR |  |  |  | 2016
Anesco | Coleford | Solar | PV | No | Solar |  | 3.4027 | LV | England | South West | GL168QD |  |  |  | 2016
Anesco | Milkwall | Solar | PV | No | Solar |  | 3.5006 | LV | England | South West | GL168QD |  |  |  | 2016
Anesco | Sheepbridge | Solar | PV | No | Solar |  | 5 | LV | England | South East | RG71PX |  |  |  | 2016
Anesco | Lindridge | Solar | PV | No | Solar |  | 4.9241 | LV | England | East Midlands | LE99FD |  |  |  | 2016
Anesco | Lee Moor | Solar | PV | No | Solar |  | 4.9873 | LV | England | South West | PL75JP |  | 256033.0 | 60850.0 | 2016
Anesco | Puriton F | Solar | PV | No | Solar |  | 3.96 | LV | England | South West | TA78AD |  |  |  | 2016
Anesco | Oakham | Solar | PV | No | Solar |  | 4.6396 | LV | England | South West | BS324BS |  | 359684.0 | 183393.0 | 2016
Anesco | The Beeches | Solar | PV | No | Solar |  | 4.9998 | LV | England | West Midlands | CV379RG |  | 414445.0 | 254098.0 | 2016
Anesco | East Appleton | Solar | PV | No | Solar |  | 4.9795 | LV | England | Yorkshire and Humber | DL107QE |  | 423660.0 | 495768.0 | 2016
Anesco | Fell View | Solar | PV | No | Solar |  | 4.2588 | LV | England | North West | PR25SD |  | 358322.0 | 433776.0 | 2016
Anesco | Grimsargh | Solar | PV | No | Solar |  | 2.9156 | LV | England | North West | PR25SD |  | 358322.0 | 433776.0 | 2016
Anesco | Sheep Shed | Solar | PV | No | Solar |  | 4.9858 | LV | England | West Midlands | CV379RG |  | 415469.0 | 255805.0 | 2016
Anesco | Stripe | Solar | PV | No | Solar |  | 4.9795 | LV | England | Yorkshire and Humber | DL107PW |  | 419640.0 | 502487.0 | 2016
Anesco | The Rushes | Solar | PV | No | Solar |  | 4.9795 | LV | England | West Midlands | CV379RG |  | 416507.0 | 255215.0 | 2016
Anesco | Wymeswold | Solar | PV | No | Solar |  | 2.1278 | LV | England | East Midlands | LE126UA |  | 460007.0 | 323259.0 | 2016
Anesco | Kinblethmont | Solar | PV | No | Solar |  | 4.9993 | LV | Scotland | Scotland |  | ST576232 | 363182.0 | 746857.0 | 2016
Anesco | Oxcroft | Solar | PV | No | Solar |  | 4.1897 | LV | England | East Midlands | S446AG |  | 446492.0 | 374323.0 | 2016
Anesco | Berry Court | Solar | PV | No | Solar |  | 3.9203 | LV | England | South East | RG265AT |  | 461938.0 | 159221.0 | 2016
Anesco | Stud Farm | Solar | PV | No | Solar |  | 2.3681 | LV | England | East Midlands | NG228SX |  | 464448.0 | 361853.0 | 2016
Anesco | Brookside | Solar | PV | No | Solar |  | 4.9974 | LV | England | West Midlands | CV379RG |  | 414476.0 | 254127.0 | 2016
Anesco | The Leys | Solar | PV | No | Solar |  | 4.9795 | LV | England | West Midlands | CV379RG |  | 415118.0 | 253833.0 | 2016
Anesco | Troughton | Solar | PV | No | Solar |  | 30.866 | LV | England | South West | GL207BW |  |  |  | 2016
Anesco | Waycock | Solar | PV | No | Solar |  | 7.3568 | LV | Wales | Wales | CF623AA |  |  |  | 2016
Anesco | Misson Park | Solar | PV | No | Solar |  | 4.9896 | LV | England | East Midlands | DN106DP |  |  |  | 2016
Anesco | Crow Trees | Solar | PV | No | Solar |  | 4.6931 | LV | England | East Midlands | NG171JF |  |  |  | 2016
Anesco | Southfield | Solar | PV | No | Solar |  | 9.7614 | LV | England | South West | CT67DZ |  | 357089.0 | 124014.0 | 2016
Anesco | Marchington | Solar | PV | No | Solar |  | 4.9982 | LV | England | West Midlands | DE65GX |  |  |  | 2016
Anesco | Hermitage | Solar | PV | No | Solar |  | 4.9988 | LV | England | Eastern | MK455JD |  | 503595.0 | 232813.0 | 2016
Anesco | Brook Hall | Solar | PV | No | Solar |  | 4.6738 | LV | England | South West | BA149PT |  | 385169.0 | 153475.0 | 2016
Anesco | Wymeswold - Wide Lane | Solar | PV | No | Solar |  | 4.2796 | LV | England | East Midlands | LE126SE |  | 463380.0 | 323140.0 | 2016
Anesco | Abbey Fields | Solar | PV | No | Solar |  | 4.9421 | LV | England | South East | ME108HD |  |  |  | 2016
Anesco | Warren | Solar | PV | No | Solar |  | 4.9889 | LV | England | South East | SO519AG |  | 437906.0 | 121342.0 | 2016
Anesco | Hungerford | Solar | PV | No | Solar |  | 4.4743 | LV | England | South East | RG278SW |  | 478178.0 | 153997.0 | 2016
Anesco | Blue House | Solar | PV | No | Solar |  | 4.9795 | LV | England | North East | TS225PW |  | 446965.0 | 526727.0 | 2016
Anesco | Hale Manor Farm | Solar | PV | No | Solar |  | 4.9993 | LV | England | South East | PO303AR |  |  |  | 2016
Anesco | Low Burntoft | Solar | PV | No | Solar |  | 4.9982 | LV | England | North East | TS225PD |  | 445706.0 | 527911.0 | 2016
Anesco | Lucern | Solar | PV | No | Solar |  | 4.74 | LV | England | West Midlands | CV379RG |  | 415458.0 | 255809.0 | 2016
Anesco | Palmersford | Solar | PV | No | Solar |  | 3.036 | LV | England | South West | BH236BG |  | 409981.0 | 99040.0 | 2016
Anesco | The Oaks | Solar | PV | No | Solar |  | 4.736 | LV | England | West Midlands | CV379RG |  | 415458.0 | 255809.0 | 2016
Anesco | Granville | Solar | PV | No | Solar |  | 4.4372 | LV | England | West Midlands | TF28PQ |  | 372363.0 | 313370.0 | 2016
Anesco | High Meadow | Solar | PV | No | Solar |  | 3.8875 | LV | England | North East | TS211EA |  | 439442.0 | 521774.0 | 2016
Anesco | Heywood Grange | Solar | PV | No | Solar |  | 4.9631 | LV | England | West Midlands | ST102PL |  | 396689.0 | 345502.0 | 2016
Anesco | Blisworth | Solar | PV | No | Solar |  | 3.588 | LV | England | East Midlands | NN73DA |  | 473113.0 | 252638.0 | 2016
Anesco | Thame | Solar | PV | No | Solar |  | 4.7916 | LV | England | South East | OX93QH |  | 473366.0 | 206186.0 | 2016
Anesco | Michaelston | Solar | PV | No | Solar |  | 4.1743 | LV | Wales | Wales | CF36XS |  | 322998.0 | 183674.0 | 2016
Anesco | Greencroft | Solar | PV | No | Solar |  | 4.9275 | LV | England | North East | DH97XR |  | 417307.0 | 550812.0 | 2016
Anesco | Moneystone | Solar | PV | No | Solar |  | 4.9832 | LV | England | West Midlands | ST102DZ |  | 404572.0 | 346224.0 | 2016
Anesco | Basin Bridge | Solar | PV | No | Solar |  | 4.9896 | LV | England | East Midlands | CV136JJ |  |  |  | 2016
Anesco | Willows Farm | Solar | PV | No | Solar |  | 4.62 | LV | England | West Midlands | WR114TG |  |  |  | 2016
Anesco | The Willows | Solar | PV | No | Solar |  | 4.734 | LV | England | West Midlands | CV379RG |  | 410262.0 | 333700.0 | 2016
Anesco | Poplars | Solar | PV | No | Solar |  | 4.98 | LV | England | Eastern | CV379RG |  | 551077.0 | 298243.0 | 2016
Anesco | Bridgwater | Solar | PV | No | Solar |  | 1.871 | LV | England | South West | TA70HY |  |  |  | 2016
Anesco | Kent | Solar | PV | No | Solar |  | 4.857 | LV | England | South East | ME207FG |  |  |  | 2016
Anesco | Clayhill | Solar | PV | No | Solar |  | 9.8406 | LV | England | Eastern | MK455JD |  | 504351.0 | 233195.0 | 2017
Anesco | Ollerton | Solar | PV | No | Solar |  | 4.2526 | LV | England | East Midlands | NG229DX |  | 463220.0 | 366009.0 | 2017
Anesco | Nanthenfoel | Solar | PV | No | Solar |  | 4.9968 | LV | Wales | Wales | SA487NP |  | 254014.0 | 252465.0 | 2017
Anesco | Albrighton | Solar | PV | No | Solar |  | 4.9735 | LV | England | West Midlands | WV91RQ |  | 383987.0 | 305139.0 | 2017
Anesco | Ashton | Solar | PV | No | Solar |  | 4.8082 | LV | England | South West | BA146DX |  | 388976.0 | 158134.0 | 2017
Anesco | Blackwell Grange | Solar | PV | No | Solar |  | 4.9766 | LV | England | West Midlands | CV364PF |  | 422892.0 | 243330.0 | 2017
Anesco | Hyde Farm | Solar | PV | No | Solar |  | 4.9421 | LV | England | South East | MK464DU |  | 488765.0 | 253909.0 | 2017
Anesco | Spring Lane | Solar | PV | No | Solar |  | 0.958 | LV | England | East Midlands | LE651WU |  | 436639.0 | 314607.0 | 2017
Anesco | Moss Thorn | Solar | PV | No | Solar |  | 4.9735 | LV | England | North West | CA110BY |  | 348608.0 | 530601.0 | 2017
Anesco | Bristol Water | Solar | PV | No | Solar |  | 0.80255 | LV | England | South West | GL139HN |  | 353895.0 | 167517.0 | 2017
Anesco | Bumpers Farm | Solar | PV | No | Solar |  | 4.9971 | LV | England | South East | HP279RE |  | 476303.0 | 205882.0 | 2017
Anesco | Wreay | Solar | PV | No | Solar |  | 4.9754 | LV | England | North West | CA40PY |  | 342315.0 | 547311.0 | 2017
Anesco | Bumpers Farm 2 | Solar | PV | No | Solar |  | 12.0077 | LV | England | South East | HP279RE |  |  |  | 2020
Anesco | Soho Farm | Solar | PV | No | Solar |  | 1.74 | LV | England | [5 empty] | 2014
Anesco | Chalgrove | Solar | PV | No | Solar |  | 2.402 | LV | England | [5 empty] | 2014
Anesco | Nether Mill | Solar | PV | No | Solar |  | 3.765 | LV | England | South West |  |  |  |  | 2015
Anesco | Barr Farm | Solar | PV | No | Solar |  | 1.885 | LV | England | [5 empty] | 2015
Anesco | Dale Farm | Solar | PV | No | Solar |  | 4.996 | LV | England | [5 empty] | 2018
Anesco | Wally Corner | Solar | PV | No | Solar |  | 4.997 | LV | England | [5 empty] | 2017
Anesco | Sandridge | Solar | PV | No | Solar |  | 49.62 | LV | England | [5 empty] | 2015
Anesco | Darran | Solar | PV | No | Solar |  | 1.823 | LV | Wales | Wales |  |  |  |  | 2017
Anesco | Langley Priory | Solar | PV | No | Solar |  | 2.036 | LV | England | East Midlands | DE742QQ |  |  |  | 2015
Anesco | Milborne Port | Solar | PV | No | Solar |  | 3.292 | LV | England | South West | DT95EF |  |  |  | 2017
Anesco | Derwyn | Solar | PV | No | Solar |  | 4.664 | LV | England | Wales | CF623AA |  |  |  | 2016
Anesco | Laurel Hill | Solar | PV | No | Solar |  | 14.202 | LV | England | Northern Ireland | BT251JS |  |  |  | 2018
Anesco | Priors Byne | Solar | PV | No | Solar |  | 8.023 | LV | England | South East | RH138NX |  |  |  | 2015
Anesco | Sutor | Solar | PV | No | Solar |  | 4.992 | LV | England | South West | BA99RA |  |  |  | 2016
Anesco | Biglis | Solar | PV | No | Solar |  | 4.973 | LV | England | Wales | CF631BL |  |  |  | 2016
Anesco | Chard | Solar | PV | No | Solar |  | 3.043 | LV | England | South West | TA201RR |  |  |  | 2016
Anesco | Spear Hill | Solar | PV | No | Solar |  | 4.951 | LV | England | South East | RH203BA |  |  |  | 2016
Anesco | Nancrossa | Solar | PV | No | Solar |  | 6.856 | LV | England | South West | TR109EA |  |  |  | 2016
Anesco | Tump Farm | Solar | PV | No | Solar |  | 4.998 | LV | England | South West | NP167HN |  |  |  | 2017
Anesco | Lincoln Farm | Solar | PV | No | Solar |  | 10.6848 | LV | England | East Midlands | PE245AT |  |  |  | 2016
Anesco | Parcstormy | Solar | PV | No | Solar |  | 0.7 | LV | England | Wales | CF334RS |  |  |  | 2013
Anesco | Swanland | Solar | PV | No | Solar |  | 4.998 | LV | England | London | EN63NH |  |  |  | 2017
Anesco | Littlewood | Solar | PV | No | Solar |  | 5 | LV | England | North West | NG198JA |  |  |  | 2017
Anesco | Rymes | Solar | PV | No | Solar |  | 4.9991 | LV | England | South West | GL181HE |  |  |  | 2017
Atmosclear | Broadgate | Solar | PV | No | Solar |  | 1.1 | LV | England | South West |  |  | 277641.0 | 107308.0 | 2012
Atmosclear | Barton | Solar | PV | No | Solar |  | 1.2 | LV | England | South West |  |  | 307778.0 | 117118.0 | 2012
Atmosclear | Higher Pirzwell | Solar | PV | No | Solar |  | 1.2 | LV | England | South West |  |  | 307546.0 | 109156.0 | 2012
Atmosclear | Stables Farm | Solar | PV | No | Solar |  | 1 | LV | England | South East |  |  | 440920.0 | 88770.0 | 2012
Atmosclear | Yeowood | Solar | PV | No | Solar |  | 1.2 | LV | England | South West |  |  | 344385.0 | 162232.0 | 2012
Atmosclear | Kia-Ora Farm | Solar | PV | No | Solar |  | 1.8 | LV | England | South West |  |  | 300975.0 | 107058.0 | 2013
Atmosclear | Luson | Solar | PV | No | Solar |  | 1.9 | LV | England | South West |  |  | 262016.0 | 53112.0 | 2013
Atmosclear | Long Ash Lane Solar Park | Solar | PV | No | Solar |  | 5 | LV | England | South West |  |  | 360928.0 | 102540.0 | 2017
Babcock International and Fluor Inc | Maentwrog | Hydro | Natural Flow | No | Hydro |  | 35.3 | HV | Wales | Wales | LL414HY |  | 267297.81261199998 | 337806.87196800002 | 1928
BayWa R.E | Tir Mostyn & Foel Goch Ltd | Wind | Onshore | No | Wind |  | 21.25 | HV | Wales | Wales | LL165RN |  | 300300.0 | 358800.0 | 2005
BayWa R.E | Scout Moor Wind Farm Ltd | Wind | Onshore | No | Wind |  | 65 | HV | England | North West | OL127TY |  | 382400.0 | 419200.0 | 2008
BayWa R.E | Bagmoor Wind Ltd | Wind | Onshore | No | Wind |  | 16 | HV | England | Yorkshire and Humber | DN159GH |  | 488240.0 | 415400.0 | 2009
Bluefield Services | Bradenstoke Solar Park Ltd | Solar | PV | No | Solar |  | 69.7884 | LV | England | South West | SN154PZ |  | 402315.0 | 178635.0 | 2015
Calon Energy | SUTTON BRIDGE POWER GENERATION | Fossil Fuel | CCGT | No | Natural Gas |  | 819 | HV | England |  |  |  | 547836.0 | 321256.0 | 1999
Calon Energy | Baglan Generating Ltd | Fossil Fuel | CCGT | No | Natural Gas |  | 520 | HV | England |  |  |  | 276567.0 | 189618.0 | 2002
Calon Energy | Severn Power Ltd | Fossil Fuel | CCGT | No | Natural Gas |  | 850 | HV | England |  |  |  | 333250.0 | 185006.0 | 2010
Capital Dynamics UK | Rymes | Solar | PV | No | Solar |  | 4.9908 | LV | Wales | [5 empty] | 2017
Capital Dynamics UK | Ysgellog | Wind | Onshore | No | Wind |  | 4.6 | LV | Wales | Wales | LL060AW |  | 240490.0 | 391238.0 | 2013
Capital Dynamics UK | Garlenick | Wind | Onshore | No | Wind |  | 4 | LV | England | South West | TR24RQ |  | 194662.0 | 49203.0 | 2014
Capital Dynamics UK | Daintree | Wind | Onshore | No | Wind |  | 4 | LV | England | East Midlands | NN67GW |  | 457545.0 | 272243.0 | 2014
Capital Dynamics UK | Wythegill | Wind | Onshore | No | Wind |  | 1.5 | HV | England | North West |  | NY0121131657 | 301881.0 | 532072.0 | 2015
Capital Dynamics UK | East Youlstone | Wind | Onshore | No | Wind |  | 4 | LV | England | South West | EX239PU |  | 227610.0 | 115654.0 | 2015
Capital Dynamics UK | Mossmorran | Wind | Onshore | No | Wind |  | 4.6 | HV | Scotland | Scotland |  | NT1793489429 | 318109.0 | 689419.0 | 2016
Capital Dynamics UK | Watford Lodge | Wind | Onshore | No | Wind |  | 10.25 | LV | Scotland | [5 empty] | 2015
Capital Dynamics UK | Seegronan | Wind | Onshore | No | Wind |  | 13.8 | LV | Scotland | [5 empty] | 2016
Capital Dynamics UK | Potato Pot | Wind | Onshore | No | Wind |  | 7.05 | LV | Scotland | [5 empty] | 2016
Capital Dynamics UK | Middle Balbeggie | Wind | Onshore | No | Wind |  | 6.4 | LV | Scotland | Scotland |  |  |  |  | 2016
Capital Dynamics UK | Shantavny | Wind | Onshore | No | Wind |  | 16.1 | LV | Scotland | [5 empty] | 2017
Capital Dynamics UK | Airfield Poddington | Wind | Onshore | No | Wind |  | 8.55 | LV | Scotland | [5 empty] | 2017
Capital Dynamics UK | Red Gap | Wind | Onshore | No | Wind |  | 12.5 | LV | Scotland | [5 empty] | 2017
Capital Dynamics UK | Falkirk Tod Hill | Wind | Onshore | No | Wind |  | 11.4 | LV | Scotland | [5 empty] | 2015
Capital Dynamics UK | Harthill Torrance | Wind | Onshore | No | Wind |  | 5.7 | LV | Scotland | Scotland |  |  |  |  | 2015
Capital Dynamics UK | Westnewton (BEGL4) | Wind | Onshore | No | Wind |  | 6.15 | LV | Scotland | [5 empty] | 2014
Capital Dynamics UK | Dunmore | Wind | Onshore | No | Wind |  | 21 | LV | Northern Ireland | Northern Ireland |  |  |  |  | 2014
Capital Dynamics UK | Crockandun | Wind | Onshore | No | Wind |  | 15 | LV | Scotland | [5 empty] | 2017
Capital Dynamics UK | Elginny | Wind | Onshore | No | Wind |  | 23 | LV | Northern Ireland | Northern Ireland |  |  |  |  | 2018
Capital Dynamics UK | Whiteside Hill | Wind | Onshore | No | Wind |  | 28.5 | HV | Scotland | [5 empty] | 2018
Centrica | Glanford Brigg | Fossil Fuel | Single Cycle | No | Natural Gas |  | 99 | HV | England | Yorkshire and Humber |  |  | 499848.0 | 401561.0 | 1994
Co-owned by SSE Group and Cheung Kong Infrastructure Ltd | Seabank Power Ltd | Fossil Fuel | CCGT | No | Natural Gas |  | 1234 | HV | England | South West |  |  | 343425.0 | 161749.0 | 2000
Co-owned by SSE Group and Wheelabrator Technologies Inc | FM1 | Bioenergy | Bioenergy | No | MSW |  | 79 | LV | England | Yorkshire and Humber |  |  | 447490.0 | 424684.0 | 2015
Co-owned by SSE Group and Wheelabrator Technologies Inc | FM2 | Bioenergy | Bioenergy | No | MSW |  | 79 | LV | England | Yorkshire and Humber |  |  | 447490.0 | 424684.0 | 2019
Cubico Sustainable Investments | Owls Hatch | Solar | PV | No | Solar |  | 51.9376 | LV | England | South East |  | SS478415 | 615860.0 | 165945.0 | 2015
Cubico Sustainable Investments | Wandylaw | Wind | Onshore | No | Wind |  | 20.5 | LV | England | North East | NE675HG |  |  |  | 2013
Cubico Sustainable Investments | Middlewick | Wind | Onshore | No | Wind |  | 20.7 | LV | England | Eastern | CM07JQ |  | 600140.0 | 200001.0 | 2014
Cubico Sustainable Investments | Kelmarsh | Wind | Onshore | No | Wind |  | 12.3 | LV | England | East Midlands | NN69LZ |  |  |  | 2016
Cubico Sustainable Investments | Chiplow | Wind | Onshore | No | Wind |  | 8.2 | LV | England | Eastern | PE318SR |  |  |  | 2016
Cubico Sustainable Investments | Penmanshiel | Wind | Onshore | No | Wind |  | 28.7 | LV | Scotland | Scotland | TD113RP |  | 380006.0 | 667129.0 | 2016
Cubico Sustainable Investments | Winwick | Wind | Onshore | No | Wind |  | 12.3 | LV | England | East Midlands | NN67NS |  |  |  | 2016
E.ON | Steven's Croft | Bioenergy | Bioenergy | Yes | Biomass |  | 46 | LV | Scotland | Scotland |  |  | 312100.0 | 585100.0 | 2007
E.ON | Blackburn Meadows | Bioenergy | Bioenergy | Yes | Biomass |  | 34 | LV | England | Yorkshire and Humber |  | SK3950991482 | 440075.0 | 391650.0 | 2015
Ecotricity | Fen Farm Solar | Solar | PV | No | Solar |  | 0.9 | LV | England | East Midlands | LN117BP |  | 537585.0 | 393825.0 | 2011
Ecotricity | Lynch Knoll | Wind | Onshore | No | Wind |  | 0.5 | LV | England | South West | GL103UJ |  | 381600.0 | 200400.0 | 1996
Ecotricity | Ecotech | Wind | Onshore | No | Wind |  | 1.5 | LV | England | Eastern | PE377HT |  | 0.0 | 0.0 | 1999
Ecotricity | Somerton | Wind | Onshore | No | Wind |  | 1.8 | LV | England | Eastern | NR294EY |  | 646900.0 | 318800.0 | 2000
Ecotricity | East Kilbride | Wind | Onshore | No | Wind |  | 0.6 | LV | Scotland | Scotland | G750ZZ |  | 264500.0 | 652000.0 | 2001
Ecotricity | Mablethorpe | Wind | Onshore | No | Wind |  | 1.2 | LV | England | East Midlands | LN122QW |  | 548900.0 | 382500.0 | 2002
Ecotricity | Swaffham II | Wind | Onshore | No | Wind |  | 1.8 | LV | England | Eastern | PE377HL |  | 582197.0 | 309324.0 | 2003
Ecotricity | Dagenham | Wind | Onshore | No | Wind |  | 5.9 | LV | England | London | RM96SA |  | 550300.0 | 181600.0 | 2004
Ecotricity | Bambers | Wind | Onshore | No | Wind |  | 9.6 | LV | England | East Midlands | LN112QW |  | 549500.0 | 383600.0 | 2004
Ecotricity | Green Park | Wind | Onshore | No | Wind |  | 2 | LV | England | South East | RG26UE |  | 470755.0 | 169271.0 | 2005
Ecotricity | Dundee | Wind | Onshore | No | Wind |  | 4 | LV | Scotland | Scotland | DD88UQ |  | 269652.0 | 688422.0 | 2006
Ecotricity | Bristol Port | Wind | Onshore | No | Wind |  | 6 | LV | England | South West | BS119DQ |  | 350907.0 | 179457.0 | 2007
Ecotricity | Fen Farm | Wind | Onshore | No | Wind |  | 16 | LV | England | East Midlands | LN117LU |  | 537585.0 | 393825.0 | 2007
Ecotricity | Shooters | Wind | Onshore | No | Wind |  | 2 | LV | England | South West | BA34LU |  | 359380.0 | 150740.0 | 2008
Ecotricity | Worksop | Wind | Onshore | No | Wind |  | 2 | LV | England | East Midlands | S802PU |  | 461695.0 | 378487.0 | 2009
Ecotricity | Cardiff | Wind | Onshore | No | Wind |  | 2.3 | LV | Wales | Wales | CF32EE |  | 323460.0 | 179215.0 | 2011
Ecotricity | Ballymena | Wind | Onshore | No | Wind |  | 4.6 | LV | Northern Ireland | Northern Ireland | BT424HZ |  | 130743.0 | 561194.0 | 2013
Ecotricity | Galsworthy | Wind | Onshore | No | Wind |  | 9.2 | LV | England | South West | EX395NP |  | 240007.0 | 115922.0 | 2014
Ecotricity | Dalby | Wind | Onshore | No | Wind |  | 7.29 | LV | England | East Midlands | LE143LY |  | 465397.0 | 322239.0 | 2016
Ecotricity | H&H | Wind | Onshore | No | Wind |  | 0.81 | LV | England | Yorkshire and Humber | DN140BA |  | 0.0 | 0.0 | 2016
Ecotricity | QEH | Wind | Onshore | No | Wind |  | 0.81 | LV | England | Eastern | PE304ET |  | 565228.0 | 320492.0 | 2016
Ecotricity | RSPB | Wind | Onshore | No | Wind |  | 0.81 | LV | England | Eastern | SG192DL |  | 0.0 | 0.0 | 2016
Ecotricity | Alveston | Wind | Onshore | No | Wind |  | 6.9 | LV | England | South West | BS353TD |  | 365450.0 | 186055.0 | 2017
EDF Energy | West Burton | Fossil Fuel | Conventional steam | No | Coal |  | 2000 | HV | England | East Midlands | DN229BL |  | 479368.0 | 384538.0 | 1969
EDF Energy | Hinkley Point B | Nuclear | AGR | No | Nuclear |  | 965 | HV | England | South West | TA51UD |  | 320959.0 | 143307.0 | 1976
EDF Energy | Hartlepool | Nuclear | AGR | No | Nuclear |  | 1185 | HV | England | North East | TS252BZ |  | 451747.0 | 531078.0 | 1983
EDF Energy | Heysham 1 | Nuclear | AGR | No | Nuclear |  | 1060 | HV | England | North West | LA32XH |  | 341498.0 | 461449.0 | 1983
EDF Energy | Heysham 2 | Nuclear | AGR | No | Nuclear |  | 1240 | HV | England | North West | LA32XH |  | 341498.0 | 461449.0 | 1988
EDF Energy | Torness | Nuclear | AGR | No | Nuclear |  | 1200 | HV | Scotland | Scotland | EH421QS |  | 218252.0 | 651517.0 | 1988
EDF Energy | Sizewell B | Nuclear | PWR | No | Nuclear |  | 1198 | HV | England | Eastern | IP164UR |  | 647453.0 | 260420.0 | 1995
EDF Energy | Teesside | Wind | Offshore | No | Wind |  | 62 | LV | England | North East | TS240RQ |  | 458470.0 | 528174.0 | 2013
EDF Energy | Blyth | Wind | Offshore | No | Wind |  | 40 | LV | England | North East | NE227FB |  | 438227.0 | 582010.0 | 2018
EDF Energy | Great Orton | Wind | Onshore | No | Wind |  | 3.96 | LV | England | North west | CA70JY |  | 331300.0 | 553400.0 | 1999
EDF Energy | Kirkheaton | Wind | Onshore | No | Wind |  | 1.8 | LV | England | North East | NE192DQ |  | 400800.0 | 576900.0 | 2000
EDF Energy | High Hedley I | Wind | Onshore | No | Wind |  | 2.4 | LV | England | North East | DL134PR |  | 415700.0 | 541000.0 | 2001
EDF Energy | Cemmaes | Wind | Onshore | No | Wind |  | 15.3 | LV | Wales | Wales | SY209PR |  | 286800.0 | 306000.0 | 2002
EDF Energy | Llangwyryfon | Wind | Onshore | No | Wind |  | 9.35 | LV | Wales | Wales | SY234SR |  | 261752.0 | 269577.0 | 2003
EDF Energy | Glassmoor I | Wind | Onshore | No | Wind |  | 16 | LV | England | Eastern | PE262TS |  | 543128.0 | 292192.0 | 2006
EDF Energy | Deeping | Wind | Onshore | No | Wind |  | 16 | LV | England | East Midlands | PE113DD |  | 519905.0 | 316471.0 | 2006
EDF Energy | Red House | Wind | Onshore | No | Wind |  | 12 | LV | England | East Midlands | PE129NG |  | 542000.0 | 329000.0 | 2006
EDF Energy | Red Tile | Wind | Onshore | No | Wind |  | 24 | LV | England | South East | PE282JX |  | 523939.0 | 271933.0 | 2007
EDF Energy | Bicker Fen | Wind | Onshore | No | Wind |  | 26 | LV | England | East Midlands | PE203BF |  | 519870.0 | 339325.0 | 2008
EDF Energy | High Hedley II | Wind | Onshore | No | Wind |  | 5.2 | LV | England | North East | DL134PR |  | 415700.0 | 541000.0 | 2008
EDF Energy | Trimdon | Wind | Onshore | No | Wind |  | 5.2 | LV | England | North East | TS296NR |  | 436000.0 | 536300.0 | 2008
EDF Energy | Langley | Wind | Onshore | No | Wind |  | 8 | LV | England | North East | DH70EE |  | 420928.0 | 547703.0 | 2008
EDF Energy | Walkway | Wind | Onshore | No | Wind |  | 14 | LV | England | North East | TS225NS |  | 439000.0 | 530000.0 | 2008
EDF Energy | Longpark | Wind | Onshore | No | Wind |  | 38 | LV | Scotland | Scotland | TD12SW |  | 348050.0 | 642050.0 | 2009
EDF Energy | Broomhill | Wind | Onshore | No | Wind |  | 8 | LV | England | North East | DL134LY |  | 415500.0 | 539500.0 | 2009
EDF Energy | Rusholme | Wind | Onshore | No | Wind |  | 24 | LV | England | Yorkshire and Humber | YO88PX |  | 469500.0 | 426500.0 | 2010
EDF Energy | Burnfoot | Wind | Onshore | No | Wind |  | 30.1 | LV | Scotland | Scotland | FK147JZ |  | 290135.0 | 703250.0 | 2010
EDF Energy | Fairfield | Wind | Onshore | No | Wind |  | 6.5 | LV | England | North West | CA144QE |  | 301826.0 | 521459.0 | 2011
EDF Energy | Green Rigg | Wind | Onshore | No | Wind |  | 36 | LV | England | North East | NE482EY |  | 392000.0 | 582000.0 | 2012
EDF Energy | Fallago Rig | Wind | Onshore | No | Wind |  | 144 | HV | Scotland | Scotland | TD36NW |  | 357000.0 | 660000.0 | 2013
EDF Energy | Boundary Lane | Wind | Onshore | No | Wind |  | 6.15 | LV | England | North East | DH89LQ |  | 404708.0 | 550336.0 | 2013
EDF Energy | Glassmoor II | Wind | Onshore | No | Wind |  | 12.3 | LV | England | Eastern | PE262TS |  | 528421.0 | 292867.0 | 2013
EDF Energy | Roade | Wind | Onshore | No | Wind |  | 7.2 | LV | England | East Midlands | NN72EG |  | 477964.0 | 252105.0 | 2014
EDF Energy | Barmoor | Wind | Onshore | No | Wind |  | 12 | LV | England | North East | TD152QD |  | 393797.0 | 634046.0 | 2014
EDF Energy | Park Spring | Wind | Onshore | No | Wind |  | 8.55 | LV | England | Yorkshire and Humber | EH558RT |  | 439689.0 | 408763.0 | 2015
EDF Energy | Burnhead Moss | Wind | Onshore | No | Wind |  | 26 | LV | Scotland | Scotland | FK12JW |  | 288503.0 | 671903.0 | 2016
EDF Energy | Rhodders | Wind | Onshore | No | Wind |  | 12.3 | LV | Scotland | Scotland | FK147JZ |  | 288738.0 | 697461.0 | 2016
EDF Energy | Pearie Law | Wind | Onshore | No | Wind |  | 19.2 | LV | Scotland | Scotland | EH558RT |  | 302205.0 | 659690.0 | 2016
EDF Energy | Corriemoillie | Wind | Onshore | No | Wind |  | 48.45 | HV | Scotland | Scotland | IV232PQ |  | 234700.0 | 867700.0 | 2017
EDF Energy | Beckburn | Wind | Onshore | No | Wind |  | 31.05 | LV | England | North West | DG165HU |  | 334466.0 | 568940.0 | 2017
EDF Energy | Dorenell | Wind | Onshore | No | Wind |  | 177 | HV | Scotland | Scotland | AB554DT |  | 332000.0 | 829500.0 | 2018
EDF Energy | Burnfoot East | Wind | Onshore | No | Wind |  | 10.8 | LV | Scotland | Scotland | FK147JZ |  |  |  | 2020
Eneco Wind UK | Oaklands | Solar | PV | No | Solar |  | 5 | LV | England | South West |  | SY900894 | 389957.0 | 89555.0 | 2015
Eneco Wind UK | Tullo | Wind | Onshore | No | Wind |  | 17.5 | LV | Scotland | Scotland |  | NO757723 | 387283.0 | 785873.0 | 2010
Eneco Wind UK | Lochluichart | Wind | Onshore | No | Wind |  | 69 | HV | Scotland | Scotland |  | NH333680 | 232030.0 | 866235.0 | 2013
Eneco Wind UK | Twinshiels | Wind | Onshore | No | Wind |  | 25 | LV | Scotland | Scotland |  | NO757723 | 375955.0 | 771728.0 | 2014
Eneco Wind UK | Burn of Whilk | Wind | Onshore | No | Wind |  | 22.5 | LV | Scotland | Scotland |  | ND293407 | 326232.0 | 939965.0 | 2015
Eneco Wind UK | Moy | Wind | Onshore | No | Wind |  | 66 | LV | Scotland | Scotland |  | NH779370 | 276741.0 | 835240.0 | 2016
Energy Capital Partners | Saltend Power Station | Fossil Fuel | CCGT | Yes | Natural Gas |  | 1200 | HV | England | Yorkshire and Humber | HU128GA |  | 509793.0 | 428825.0 | 2000
Energy Capital Partners | Indian Queens Power Ltd | Fossil Fuel | Single cycle | No | Diesel/Gas Oil |  | 140 | HV | England | South West |  | SW940591 | 191739.0 | 58385.0 | 1996
Engie Power | Capel Grange Solar Energy Ltd | Solar | PV | No | Solar |  | 4.08 | LV | England | South East | TN126QX |  | 565242.0 | 144832.0 | 2016
Engie Power | Scotia Wind (Craigengelt) Ltd | Wind | Onshore | No | Wind |  | 20 | HV | Scotland | Scotland | FK79QS |  | 272451.0 | 686495.0 | 2010
Engie Power | Crimp Wind Power Ltd | Wind | Onshore | No | Wind |  | 2.43 | HV | England | South West | EX239PD |  | 225180.0 | 115445.0 | 2011
Engie Power | Flimby Wind Energy Ltd | Wind | Onshore | No | Wind |  | 6.15 | HV | England | North West | CA158SU |  | 302500.0 | 533500.0 | 2013
Engie Power | Barlockhart Moor Wind Energy Ltd | Wind | Onshore | No | Wind |  | 8.2 | HV | Scotland | Scotland | DG80JQ |  | 221183.0 | 555886.0 | 2013
Engie Power | Sober Hill Wind Farm Ltd | Wind | Onshore | No | Wind |  | 12.3 | HV | England | Yorkshire and Humber | YO434TG |  | 480972.0 | 437663.0 | 2013
Engie Power | Blantyre Muir Wind Energy Ltd | Wind | Onshore | No | Wind |  | 12.3 | HV | Scotland | Scotland | G720TR |  | 268888.0 | 651781.0 | 2014
Engie Power | Carsington Wind Energy Ltd | Wind | Onshore | No | Wind |  | 8.2 | HV | England | East Midlands | DE44HF |  | 424640.0 | 354200.0 | 2014
Engie Power | Cairnborrow Wind Energy Ltd | Wind | Onshore | No | Wind |  | 10.25 | HV | Scotland | Scotland | AB544XP |  | 346153.0 | 841867.0 | 2017
EPR | EPR Eye Ltd | Bioenergy | Bioenergy | No | Biomass | Oil | 14.316 | HV | England | Eastern | IP238BW |  | 613050.0 | 275050.0 | 1992
EPR | EPR Glanford Ltd | Bioenergy | Bioenergy | No | Biomass | Oil | 16.7 | HV | England | Eastern | DN158SB |  | 486050.0 | 415050.0 | 1993
EPR | EPR Thetford Ltd | Bioenergy | Bioenergy | No | Biomass | Oil | 41.5 | HV | England | Eastern | IP241LX |  | 585300.0 | 286900.0 | 1998
EPR | EPR Scotland Ltd | Bioenergy | Bioenergy | No | Biomass | Oil | 12.5 | HV | Scotland | Scotland | KY50HR |  | 319000.0 | 695100.0 | 2000
EPR | EPR Ely Ltd | Bioenergy | Bioenergy | No | Biomass | Natural Gas | 40 | HV | England | Eastern | CB62QE |  | 545000.0 | 279900.0 | 2001
EPR | Ovenden Moor | Wind | Onshore | No | Wind |  | 18 | LV | England | Yorkshire and Humber |  |  | 404300.0 | 430900.0 | 1993
EPR | Royd Moor | Wind | Onshore | No | Wind |  | 6.5 | LV | England | Yorkshire and Humber |  |  | 422000.0 | 404000.0 | 1993
EPUKi | Lynemouth Power Ltd | Bioenergy | Bioenergy | No | Biomass |  | 420 | HV | England | North East | NE639NW |  | 429850.0 | 590374.0 | 2018
EPUKi | EP SHB Ltd | Fossil Fuel | CCGT | No | Natural Gas |  | 1365 | HV | England | Yorkshire and Humber | DN418BZ |  | 520457.0 | 409164.0 | 1997
EPUKi | EP Ballylumford CCGT | Fossil Fuel | CCGT | No | Natural Gas |  | 616 | HV | Northern Ireland | Northern Ireland | BT403RS |  | 156969.0 | 556595.0 | 2003
EPUKi | EP Langage Ltd | Fossil Fuel | CCGT | No | Natural Gas |  | 905 | HV | England | South West | PL75AW |  | 257085.0 | 56194.0 | 2010
EPUKi | EP Ballylumford | Fossil Fuel | Single cycle | No | Diesel/Gas Oil |  | 116 | HV | Northern Ireland | Northern Ireland | BT403RS |  | 156969.0 | 556595.0 | 1974
EPUKi | EP Kilroot | Fossil Fuel | Single cycle | No | Diesel/Gas Oil |  | 143.2 | HV | Northern Ireland | Northern Ireland | BT387LX |  | 157669.0 | 543287.0 | 1981
EPUKi | EP Kilroot Main Thermal | Fossil Fuel | Conventional steam | No | Coal | Oil | 559 | HV | Northern Ireland | Northern Ireland | BT387LX |  | 157669.0 | 543287.0 | 1981
ESB | Corby Power Station | Fossil Fuel | CCGT | No | Natural Gas |  | 407 | HV | England | East Midlands |  |  | 488447.0 | 266932.0 | 1994
ESB | CoolkeeraghESB C30 | Fossil Fuel | CCGT | No | Natural Gas |  | 413 | HV | Northern Ireland | Northern Ireland | BT476UL |  | 64846.0 | 584768.0 | 2004
ESB | Carrington Power | Fossil Fuel | CCGT | No | Natural Gas |  | 910 | HV | England | North West | M314AY |  | 373287.0 | 393037.0 | 2016
ESB | CoolkeeraghESB GT8 | Fossil Fuel | Single cycle | No | Diesel/Gas Oil |  | 53 | HV | Northern Ireland | Northern Ireland | BT476UL |  | 64846.0 | 584768.0 | 1970
European Energy A/S | PV@Pendine Solar Farm | Solar | PV | No | Solar |  | 4.9 | LV | Wales | Wales |  |  | 224103.0 | 210103.0 | 2016
European Energy A/S | Canewdon CIC | Solar | PV | No | Solar |  | 4.99 | LV | England | South East | SS43LW |  |  |  | 2022
European Energy A/S | West End Farm PV CIC | Solar | PV | No | Solar |  | 4.88 | LV | England | East Midlands | DN220EF |  |  |  | 2022
European Energy A/S | High Leas PV | Solar | PV | No | Solar |  | 4.88 | LV | England | East Midlands | LN118PJ |  |  |  | 2022
European Energy A/S | Canewdon PV | Solar | PV | No | Solar |  | 4.99 | LV | England | South East | SS43LW |  |  |  | 2022
European Energy A/S | Woodhouse PV | Solar | PV | No | Solar |  | 4.88 | LV | England | North East | SR53NS |  |  |  | 2022
European Energy A/S | West End Farm PV | Solar | PV | No | Solar |  | 4.88 | LV | England | East Midlands | DN220EF |  |  |  | 2022
European Energy A/S | Parc Cynog | Wind | Onshore | No | Wind |  | 3.6 | LV | Wales | Wales |  |  | 225500.0 | 209500.0 | 2001
European Energy A/S | Pendine Wind Farm Limited | Wind | Onshore | No | Wind |  | 4.8 | LV | Wales | Wales |  |  | 225230.0 | 209760.0 | 2009
Falck Renewables SpA | Cambrian | Wind | Onshore | No | Wind |  | 58.5 | LV | Wales | Wales | SY233LE |  | 281000.0 | 280000.0 | 2005
Falck Renewables SpA | Boyndie | Wind | Onshore | No | Wind |  | 16.3 | LV | Scotland | Scotland |  | NJ613641 | 364000.0 | 862000.0 | 2006
Falck Renewables SpA | Earlsburn | Wind | Onshore | No | Wind |  | 37.5 | LV | Scotland | Scotland |  | NS697882 | 269652.0 | 688422.0 | 2007
Falck Renewables SpA | Ben Aketil | Wind | Onshore | No | Wind |  | 27.6 | LV | Scotland | Scotland |  | NG311485 | 132500.0 | 846500.0 | 2007
Falck Renewables SpA | Kilbraur | Wind | Onshore | No | Wind |  | 67.5 | HV | Scotland | Scotland |  | NC788078 | 278550.0 | 907550.0 | 2008
Falck Renewables SpA | Millennium | Wind | Onshore | No | Wind |  | 65 | HV | Scotland | Scotland |  | NH265106 | 225679.0 | 810840.0 | 2008
Falck Renewables SpA | Nutberry | Wind | Onshore | No | Wind |  | 15 | LV | Scotland | Scotland |  | NS777322 | 279021.0 | 635662.0 | 2013
Falck Renewables SpA | West Browncastle | Wind | Onshore | No | Wind |  | 30 | LV | Scotland | Scotland |  | NS619426 | 261117.0 | 642821.0 | 2014
Falck Renewables SpA | Kingsburn | Wind | Onshore | No | Wind |  | 22.5 | LV | Scotland | Scotland |  | NS668898 | 266606.0 | 686412.0 | 2016
Falck Renewables SpA | Spaldington | Wind | Onshore | No | Wind |  | 11.75 | LV | England | Yorkshire and Humber |  | SE753329 | 475377.0 | 431986.0 | 2016
Falck Renewables SpA | Assel Valley | Wind | Onshore | No | Wind |  | 25 | LV | Scotland | Scotland |  | NX211938 | 223370.0 | 595995.0 | 2016
Falck Renewables SpA | Auchrobert | Wind | Onshore | No | Wind |  | 38.76 | LV | Scotland | Scotland |  | NS760392 | 275154.0 | 638500.0 | 2017
Foresight Group | Shotwick | Solar | PV | No | Solar |  | 72.21 | LV | Wales | Wales | CH52UA |  | 332888.0 | 371036.0 | 2016
Foresight Group | Moel Moelogan | Wind | Onshore | No | Wind |  | 2.6 | HV | Wales | Wales |  |  | 284619.0 | 362203.0 | 2003
Foresight Group | Moel Moelogan 2 | Wind | Onshore | No | Wind |  | 11.7 | HV | Wales | Wales |  |  | 284700.0 | 361300.0 | 2008
Foresight Group | Frodsham Wind Farm | Wind | Onshore | No | Wind |  | 50.35 | HV | England | North West | CH24LB |  | 348635.0 | 376504.0 | 2017
Fred Olsen Renewables | Brockloch Rig 1 | Wind | Onshore | No | Wind |  | 21.6 | LV | Scotland | Scotland |  |  | 261500.0 | 602500.0 | 1996
Fred Olsen Renewables | Crystal Rig | Wind | Onshore | No | Wind |  | 62.5 | LV | Scotland | Scotland |  |  | 368000.0 | 667000.0 | 2003
Fred Olsen Renewables | Crystal Rig II | Wind | Onshore | No | Wind |  | 138 | HV | Scotland | Scotland |  |  | 367000.0 | 667500.0 | 2003
Fred Olsen Renewables | Rothes | Wind | Onshore | No | Wind |  | 50.6 | LV | Scotland | Scotland |  |  | 318400.0 | 855900.0 | 2004
Fred Olsen Renewables | Pauls Hill | Wind | Onshore | No | Wind |  | 64.4 | LV | Scotland | Scotland |  |  | 311505.0 | 840495.0 | 2005
Fred Olsen Renewables | Rothes II | Wind | Onshore | No | Wind |  | 41.4 | LV | Scotland | Scotland |  |  | 318500.0 | 850500.0 | 2013
Fred Olsen Renewables | Mid Hill | Wind | Onshore | No | Wind |  | 75.9 | LV | Scotland | Scotland |  |  | 370540.0 | 786500.0 | 2013
Fred Olsen Renewables | Crystal Rig III | Wind | Onshore | No | Wind |  | 13.8 | HV | Scotland | Scotland |  |  | 368562.0 | 672486.0 | 2016
Fred Olsen Renewables | Brockloch Rig | Wind | Onshore | No | Wind |  | 61.5 | HV | Scotland | Scotland |  |  | 265160.0 | 596516.0 | 2017
Greencoat Capital | Llancayo | Solar | PV | No | Solar |  | 4.91 | LV | Wales | Wales | NP151HY |  | 336790.0 | 203067.0 | 2011
Greencoat Capital | Manor Farm | Solar | PV | No | Solar |  | 0.7636 | LV | England | South West | P0229NR |  | 355189.0 | 130227.0 | 2011
Greencoat Capital | Springhill | Solar | PV | No | Solar |  | 4.9477 | LV | England | South West | WR127LB |  | 413653.0 | 235615.0 | 2011
Greencoat Capital | Islip | Solar | PV | No | Solar |  | 4.9912 | LV | England | East Midlands | NN143LT |  | 497983.0 | 279596.0 | 2012
Greencoat Capital | GrangeFarm | Solar | PV | No | Solar |  | 5.8022 | LV | England | South East | TA210BU |  | 229006.0 | 92956.0 | 2013
Greencoat Capital | Limberlost | Solar | PV | No | Solar |  | 1.594 | LV | England | South East | RG198BR |  | 453510.0 | 164953.0 | 2013
Greencoat Capital | Redbridge | Solar | PV | No | Solar |  | 6.4832 | LV | England | South West | DT28DY |  | 377194.0 | 88984.0 | 2013
Greencoat Capital | Bicester | Solar | PV | No | Solar |  | 18.4 | LV | England | South East | OX252ND |  | 459052.0 | 218811.0 | 2013
Greencoat Capital | Wrangle | Solar | PV | No | Solar |  | 10.795 | LV | England | East Midlands | PE220PZ |  | 538495.0 | 348945.0 | 2014
Greencoat Capital | Stonebarrow | Solar | PV | No | Solar |  | 7.485 | LV | England | South West | EX135UL |  | 334899.0 | 98840.0 | 2014
Greencoat Capital | Westover | Solar | PV | No | Solar |  | 7.0416 | LV | England | South East | SP117SE |  | 434623.0 | 140438.0 | 2014
Greencoat Capital | Rowles | Solar | PV | No | Solar |  | 12.762 | LV | England | South East | OX253QQ |  |  |  | 2015
Greencoat Capital | Flit | Solar | PV | No | Solar |  | 10.4652 | LV | England | South East | OX51PH |  |  |  | 2015
Greencoat Capital | Christchurch | Solar | PV | No | Solar |  | 17.9266 | LV | England | South West | BH237AA |  | 417714.0 | 95129.0 | 2015
Greencoat Capital | Egmanton | Solar | PV | No | Solar |  | 14.1085 | LV | England | East Midlands | NG220HH |  |  |  | 2015
Greencoat Capital | Aston Clinton | Solar | PV | No | Solar |  | 24.2423 | LV | England | South East | HP225DY |  | 484594.0 | 215796.0 | 2015
Greencoat Capital | Homestead | Solar | PV | No | Solar |  | 17.7125 | LV | England | South East | NN127LS |  | 473845.0 | 244756.0 | 2015
Greencoat Capital | Gaultney | Solar | PV | No | Solar |  | 21.558 | LV | England | East Midlands | NN142SW |  |  |  | 2015
Greencoat Capital | Coombe | Solar | PV | No | Solar |  | 7.2785 | LV | England | South West | EX85AZ |  | 301187.0 | 84681.0 | 2015
Greencoat Capital | Moat Farm | Solar | PV | No | Solar |  | 4.6176 | LV | England | East Midlands | DN228QX |  | 466600.0 | 384353.0 | 2015
Greencoat Capital | Wilton | Solar | PV | No | Solar |  | 9.4838 | LV | England | South West | PL125BX |  | 231509.0 | 58873.0 | 2015
Greencoat Capital | Hoplass | Solar | PV | No | Solar |  | 10.3428 | LV | Wales | Wales | SA715TG |  | 190875.0 | 200362.0 | 2015
Greencoat Capital | Radstone | Solar | PV | No | Solar |  | 5.2204 | LV | England | East Midlands | NN135PY |  |  |  | 2015
Greencoat Capital | Gedulah | Solar | PV | No | Solar |  | 18.33 | LV | England | North West | CA73JU |  |  |  | 2015
Greencoat Capital | Rolleston | Solar | PV | No | Solar |  | 18.003 | LV | England | West Midlands | DE139HH |  | 421291.0 | 326955.0 | 2015
Greencoat Capital | Bedborough | Solar | PV | No | Solar |  | 4.999 | LV | England | South West | BH217BQ |  | 404920.0 | 101836.0 | 2015
Greencoat Capital | Slade Farm | Solar | PV | No | Solar |  | 4.0966 | LV | England | South West | TQ72HE |  | 274224.0 | 45194.0 | 2015
Greencoat Capital | FannyHouse | Solar | PV | No | Solar |  | 4.942 | LV | England | North West | LA33EF |  | 342598.0 | 462146.0 | 2015
Greencoat Capital | Long Meadow | Solar | PV | No | Solar |  | 4.1198 | LV | England | South East | LU79DY |  | 493475.0 | 217559.0 | 2015
Greencoat Capital | Margate | Solar | PV | No | Solar |  | 3.366 | LV | England | South West | PL311HE |  | 208657.0 | 66512.0 | 2015
Greencoat Capital | Ferry Farm | Solar | PV | No | Solar |  | 4.924 | LV | England | South East | PO209DZ |  | 485830.0 | 96047.0 | 2015
Greencoat Capital | ScottowMoor | Solar | PV | No | Solar |  | 33.68 | LV | England | Eastern | NR105FB |  | 626488.0 | 323770.0 | 2015
Greencoat Capital | SMSL1 | Solar | PV | No | Solar |  | 4.7696 | LV | England | Eastern | NR105FB |  | 626626.0 | 322780.0 | 2016
Greencoat Capital | Eveley | Solar | PV | No | Solar |  | 49.328 | LV | England | South East | SO206SA |  | 432815.0 | 133266.0 | 2016
Greencoat Capital | LowerHouse | Solar | PV | No | Solar |  | 8.2237 | LV | Wales | Wales | NP151JU |  | 334870.0 | 204817.0 | 2016
Greencoat Capital | Sellindge | Solar | PV | No | Solar |  | 11.2093 | LV | England | South East | TN256EE |  | 608480.0 | 137870.0 | 2016
Greencoat Capital | Bryn Bachau | Solar | PV | No | Solar |  | 4.5721 | LV | Wales | Wales | LL536RQ |  | 243136.0 | 336998.0 | 2016
Greencoat Capital | Bent Spur | Solar | PV | No | Solar |  | 4.992 | LV | England | North West | BL48SJ |  | 375173.0 | 404114.0 | 2016
Greencoat Capital | SMSL2 | Solar | PV | No | Solar |  | 4.8905 | LV | England | Eastern | NR105FB |  | 625975.0 | 323016.0 | 2016
Greencoat Capital | SMSL3 | Solar | PV | No | Solar |  | 4.9524 | LV | England | Eastern | NR105FB |  | 625975.0 | 323016.0 | 2016
Greencoat Capital | SMSL4 | Solar | PV | No | Solar |  | 3.6445 | LV | England | Eastern | NR105FB |  | 625975.0 | 323016.0 | 2016
Greencoat Capital | Bobbing | Solar | PV | No | Solar |  | 11.6012 | LV | England | South East | ME97HZ |  | 586894.0 | 165757.0 | 2016
Greencoat Capital | Lagness | Solar | PV | No | Solar |  | 4.847 | LV | England | South East | PO201LR |  | 490675.0 | 101234.0 | 2016
Greencoat Capital | Seaview | Solar | PV | No | Solar |  | 1.8774 | LV | Wales | Wales | CF365TB |  | 282388.0 | 178878.0 | 2016
Greencoat Capital | 30Acres | Solar | PV | No | Solar |  | 3.773 | LV | England | East Midlands | NG208XT |  | 453432.0 | 367916.0 | 2016
Greencoat Capital | Errol | Solar | PV | No | Solar |  | 12.9994 | LV | Scotland | Scotland | PH27NL |  | 321840.0 | 721031.0 | 2016
Greencoat Capital | Wilsom Farm | Solar | PV | No | Solar |  | 4.0058 | LV | England | South East | GU343BF |  | 472777.0 | 138856.0 | 2016
Greencoat Capital | Honeysome | Solar | PV | No | Solar |  | 4.346 | LV | England | Eastern | PE166TG |  | 538755.0 | 286122.0 | 2016
Greencoat Capital | RamseySolar | Solar | PV | No | Solar |  | 4.973 | LV | England | Eastern | PE262RU |  | 527862.0 | 284726.0 | 2016
Greencoat Capital | Severn Beach | Solar | PV | No | Solar |  | 3.9562 | LV | England | South West | BS354NL |  | 354534.0 | 184909.0 | 2016
Greencoat Capital | Carnemough | Solar | PV | No | Solar |  | 10.1403 | LV | England | South West | TR24EL |  | 191629.0 | 52065.0 | 2016
Greencoat Capital | Kinmel 1 | Solar | PV | No | Solar |  | 4.9986 | LV | Wales | Wales | LL229SD |  |  |  | 2016
Greencoat Capital | Merston | Solar | PV | No | Solar |  | 4.999 | LV | England | South East | PO201LL |  | 489440.0 | 102825.0 | 2016
Greencoat Capital | Carlam Hill Education | Solar | PV | No | Solar |  | 4.998 | LV | England | Yorkshire and Humber | HU75YX |  |  |  | 2016
Greencoat Capital | Rhewl 1 | Solar | PV | No | Solar |  | 3.0415 | LV | Wales | Wales | NP166AG |  |  |  | 2016
Greencoat Capital | Sudbrook | Solar | PV | No | Solar |  | 4.998 | LV | Wales | Wales | NP265SR |  | 350024.0 | 187852.0 | 2016
Greencoat Capital | Kinmel 2 | Solar | PV | No | Solar |  | 4.992 | LV | Wales | Wales | LL229SG |  |  |  | 2016
Greencoat Capital | Ashby | Solar | PV | No | Solar |  | 4.7991 | LV | England | East Midlands | LE652UN |  | 434525.0 | 317774.0 | 2016
Greencoat Capital | Huntspill | Solar | PV | No | Solar |  | 4.993 | LV | England | South West | TA93PN |  | 332877.0 | 144342.0 | 2016
Greencoat Capital | Pantymoch | Solar | PV | No | Solar |  | 4.992 | LV | Wales | Wales | SA132UT |  | 277876.0 | 190467.0 | 2016
Greencoat Capital | Royston | Solar | PV | No | Solar |  | 4.96 | LV | England | Eastern | SG85UT |  | 535667.0 | 242584.0 | 2016
Greencoat Capital | BuryGreen | Solar | PV | No | Solar |  | 4.973 | LV | England | Eastern | PE262RY |  | 525500.0 | 285500.0 | 2016
Greencoat Capital | Royston CIC | Solar | PV | No | Solar |  | 4.896 | LV | England | Eastern | SG85UT |  | 535667.0 | 242584.0 | 2016
Greencoat Capital | Pantymoch CIC | Solar | PV | No | Solar |  | 4.896 | LV | Wales | Wales | SA132UT |  | 277876.0 | 190467.0 | 2016
Greencoat Capital | Wick Road CIC | Solar | PV | No | Solar |  | 2.1994 | LV | England | South West | BS246RR |  | 331664.0 | 154677.0 | 2016
Greencoat Capital | Wick Road | Solar | PV | No | Solar |  | 4.6627 | LV | England | South West | BS246RR |  | 331664.0 | 154677.0 | 2016
Greencoat Capital | Bransholme Solar | Solar | PV | No | Solar |  | 4.998 | LV | England | Yorkshire and Humber | HU75YX |  |  |  | 2016
Greencoat Capital | Rhewl 2 | Solar | PV | No | Solar |  | 3.0716 | LV | Wales | Wales | NP166AG |  |  |  | 2016
Greencoat Capital | Carver Hey | Solar | PV | No | Solar |  | 2.5056 | LV | England | North West | PR44SX |  | 348519.0 | 423631.0 | 2017
Greencoat Capital | Brent Broad | Solar | PV | No | Solar |  | 3.7584 | LV | England | South West | BS246RR |  | 332623.0 | 152727.0 | 2017
Greencoat Capital | Arnawood | Solar | PV | No | Solar |  | 4.992 | LV | England | North West | LA20AE |  | 346363.0 | 459484.0 | 2017
Greencoat Capital | Bilsborrow | Solar | PV | No | Solar |  | 4.9926 | LV | England | North West | PR30RU |  | 350124.0 | 439100.0 | 2017
Greencoat Capital | Snettisham | Solar | PV | No | Solar |  | 2.6928 | LV | England | Eastern | PE317NE |  | 570621.0 | 334187.0 | 2017
Greencoat Capital | West Strathore | Solar | PV | No | Solar |  | 4.9773 | LV | Scotland | Scotland | KY14DQ |  | 328619.0 | 697504.0 | 2017
Greencoat Capital | Potters Bar | Solar | PV | No | Solar |  | 4.9981 | LV | England | Eastern | EN63DQ |  | 524112.0 | 202677.0 | 2017
Greencoat Capital | Ainderby | Solar | PV | No | Solar |  | 4.961 | LV | England | Yorkshire and Humber | DL79PZ |  | 433420.0 | 492119.0 | 2017
Greencoat Capital | Bann Road | Solar | PV | No | Solar |  | 45.7528 | LV | Northern Ireland | Northern Ireland |  |  | 111262.0 | 571958.0 | 2017
Greencoat Capital | Cockett Valley | Solar | PV | No | Solar |  | 4.9993 | LV | Wales | Wales | SA54TH |  | 260884.0 | 195188.0 | 2017
Greencoat Capital | Henley | Solar | PV | No | Solar |  | 4.999 | LV | England | West Midlands | SY66RS |  | 345599.0 | 288062.0 | 2017
Greencoat Capital | Upper Meadowley | Solar | PV | No | Solar |  | 4.8654 | LV | England | West Midlands | WV166UQ |  | 366792.0 | 292516.0 | 2017
Greencoat Capital | Wraysbury | Solar | PV | No | Solar |  | 3.049 | LV | England | South East | TW195AH |  | 501492.0 | 172752.0 | 2017
Greencoat Capital | Berthllwyd | Solar | PV | No | Solar |  | 4.9648 | LV | Wales | Wales | CF371PS |  | 307796.0 | 188016.0 | 2017
Greencoat Capital | Bodwen | Solar | PV | No | Solar |  | 4.9998 | LV | England | South West | PL268RP |  | 202672.0 | 60536.0 | 2017
Greencoat Capital | Ebnal Lodge | Solar | PV | No | Solar |  | 4.9894 | LV | England | West Midlands | SY107BL |  | 331810.0 | 334117.0 | 2017
Greencoat Capital | Sandhutton | Solar | PV | No | Solar |  | 4.9998 | LV | England | Yorkshire and Humber | YO74RW |  | 439302.0 | 482532.0 | 2017
Greencoat Capital | Hunger Hill | Solar | PV | No | Solar |  | 4.9958 | LV | England | North East | DL21JZ |  | 433439.0 | 512522.0 | 2017
Greencoat Capital | CommonFarm | Solar | PV | No | Solar |  | 3.3364 | LV | England | South West | SN49QJ |  | 413720.0 | 181837.0 | 2017
Greencoat Capital | Netley | Solar | PV | No | Solar |  | 4.997 | LV | England | South East | SO315FF |  | 446625.0 | 109005.0 | 2017
Greencoat Capital | West Carclaze | Solar | PV | No | Solar |  | 4.9948 | LV | England | South West | PL268XL |  | 201930.0 | 55161.0 | 2017
Greencoat Capital | Belper | Solar | PV | No | Solar |  | 4.9979 | LV | England | East Midlands | TS160PS |  | 437351.0 | 348648.0 | 2017
Greencoat Capital | Carmarthen | Solar | PV | No | Solar |  | 4.7012 | LV | Wales | Wales | SA312LS |  | 0.0 | 0.0 | 2017
Greencoat Capital | Clay Cross | Solar | PV | No | Solar |  | 4.9928 | LV | England | North West | CA141LG |  | 301000.0 | 532000.0 | 2017
Greencoat Capital | Mount Farm | Solar | PV | No | Solar |  | 23.0789 | LV | England | [5 empty] | 2016
Greencoat Capital | Vine Farm | Solar | PV | No | Solar |  | 45.916 | LV | England | South East |  |  |  |  | 2016
Greencoat Capital | Rose & Crown | Solar | PV | No | Solar |  | 30.107 | LV | England | [5 empty] | 2016
Greencoat Capital | Trefullock | Solar | PV | No | Solar |  | 4.9979 | LV | England | South West | TR85BH |  |  |  | 2011
Greencoat Capital | Thornham | Solar | PV | No | Solar |  | 20.627 | LV | England | East | PE365LH |  |  |  | 2022
Greencoat Capital | Tappaghan Wind Farm | Wind | Onshore | No | Wind |  | 28.5 | LV | Northern Ireland | Northern Ireland |  |  | 41015.0 | 531174.0 | 2005
Greencoat Capital | Braes of Doune Wind Farm | Wind | Onshore | No | Wind |  | 72 | HV | Scotland | Scotland |  |  | 272590.0 | 710500.0 | 2007
Greencoat Capital | Bin Mountain Wind Farm | Wind | Onshore | No | Wind |  | 9 | LV | Northern Ireland | Northern Ireland |  |  | 57145.0 | 558200.0 | 2007
Greencoat Capital | Slieve Divena | Wind | Onshore | No | Wind |  | 30 | LV | Northern Ireland | Northern Ireland |  |  | 69602.0 | 524593.0 | 2009
Greencoat Capital | North Rhins | Wind | Onshore | No | Wind |  | 22 | LV | Scotland | Scotland |  |  | 201980.0 | 557960.0 | 2009
Greencoat Capital | Carcant Wind Farm | Wind | Onshore | No | Wind |  | 6 | LV | Scotland | Scotland |  |  | 336250.0 | 652850.0 | 2010
Greencoat Capital | Screggagh | Wind | Onshore | No | Wind |  | 20 | LV | Northern Ireland | Northern Ireland |  |  | 54566.0 | 520549.0 | 2011
Greencoat Capital | Church Hill | Wind | Onshore | No | Wind |  | 18.4 | LV | Northern Ireland | Northern Ireland |  |  | 31711.0 | 543769.0 | 2012
Greencoat Capital | Crighshane | Wind | Onshore | No | Wind |  | 32.2 | HV | Northern Ireland | Northern Ireland |  |  | 29021.0 | 542409.0 | 2012
Greencoat Capital | Drone Hill | Wind | Onshore | No | Wind |  | 28.6 | LV | Scotland | Scotland |  |  | 383719.0 | 667227.0 | 2012
Greencoat Capital | Cotton Farm | Wind | Onshore | No | Wind |  | 16.4 | LV | England | Eastern |  |  | 523270.0 | 264130.0 | 2013
Greencoat Capital | Earls Hall Farm | Wind | Onshore | No | Wind |  | 10.25 | LV | England | Eastern |  |  | 614550.0 | 216860.0 | 2013
Greencoat Capital | Kildrummy | Wind | Onshore | No | Wind |  | 18.4 | LV | Scotland | Scotland |  |  | 357655.0 | 815170.0 | 2013
Greencoat Capital | Sixpenny Wood | Wind | Onshore | No | Wind |  | 20.5 | LV | England | Yorkshire and Humber |  |  | 478500.0 | 427500.0 | 2013
Greencoat Capital | Yelvertoft | Wind | Onshore | No | Wind |  | 16.4 | LV | England | East Midlands |  |  | 457887.0 | 275532.0 | 2013
Greencoat Capital | Maerdy | Wind | Onshore | No | Wind |  | 24 | LV | Wales | Wales |  |  | 295390.0 | 199853.0 | 2013
Greencoat Capital | Langhope Rig | Wind | Onshore | No | Wind |  | 16.4 | LV | Scotland | Scotland |  |  | 340519.0 | 615032.0 | 2013
Greencoat Capital | Boganlea | Wind | Onshore | No | Wind |  | 2.31 | LV | Scotland | Scotland | AB535UY |  | 382155.0 | 852949.0 | 2014
Greencoat Capital | Stroupster | Wind | Onshore | No | Wind |  | 29.9 | LV | Scotland | Scotland |  |  | 334250.0 | 966250.0 | 2015
Greencoat Capital | Corriegarth | Wind | Onshore | No | Wind |  | 69.5 | HV | Scotland | Scotland |  |  | 257500.0 | 813500.0 | 2017
Greencoat Capital | Bishopthorpe | Wind | Onshore | No | Wind |  | 16.4 | LV | England | East Midlands |  |  | 532679.0 | 403330.0 | 2017
Greencoat Capital | Slieve Divena 2 | Wind | Onshore | No | Wind |  | 18.8 | LV | Northern Ireland | Northern Ireland |  |  | 69602.0 | 524593.0 | 2017
Greencoat Capital | Brockaghboy | Wind | Onshore | No | Wind |  | 47.5 | LV | Northern Ireland | Northern Ireland |  |  | 96550.0 | 571846.0 | 2017
Greencoat Capital | Tom Nan Clach | Wind | Onshore | No | Wind |  | 39.1 | HV | Scotland | Scotland |  |  | 286500.0 | 834500.0 | 2019
Greencoat Capital | Windy Rig | Wind | Onshore | No | Wind |  | 43.2 | HV | England | Scotland |  |  |  |  | 2021
Greencoat Capital | Glen Kyllachy | Wind | Onshore | No | Wind |  | 48.5 | HV | England | Scotland |  |  |  |  | 2021
Intergen | Rocksavage Power Company Ltd | Fossil Fuel | CCGT | No | Natural Gas |  | 810 | HV | England | North West |  |  | 352414.0 | 377661.0 | 1998
Intergen | Coryton Energy Company Ltd | Fossil Fuel | CCGT | No | Natural Gas |  | 800 | HV | England | South East |  |  | 565166.0 | 178798.0 | 2002
Intergen | Spalding Energy Company | Fossil Fuel | CCGT | No | Natural Gas |  | 950 | HV | England | East Midlands |  |  | 524944.0 | 320245.0 | 2004
Lightsource BP | Howbery | Solar | PV | No | Solar |  | 0.7485 | LV | England | South East | TR24EP |  | 461755.0 | 190325.0 | 2011
Lightsource BP | Moor Solar 1 | Solar | PV | No | Solar |  | 1.6666 | LV | England | East Midlands |  |  | 544055.0 | 323522.0 | 2011
Lightsource BP | Moor Solar 2 | Solar | PV | No | Solar |  | 1.0675 | LV | England | East Midlands |  |  | 544125.0 | 323559.0 | 2011
Lightsource BP | Howton | Solar | PV | No | Solar |  | 4.9997 | LV | England | South West | PL126QY |  | 238063.0 | 62770.0 | 2011
Lightsource BP | Marston | Solar | PV | No | Solar |  | 4.5114 | LV | England | East Midlands | NG322JP |  | 488029.0 | 342114.0 | 2011
Lightsource BP | Wilburton | Solar | PV | No | Solar |  | 4.99 | LV | England | Eastern | CB63PU |  | 547655.0 | 274082.0 | 2011
Lightsource BP | Promens | Solar | PV | No | Solar |  | 1.6485 | LV | England | Eastern | NR347TB |  | 644496.0 | 288255.0 | 2011
Lightsource BP | Wheal Jane | Solar | PV | No | Solar |  | 1.42 | LV | England | South West |  |  | 177412.0 | 42176.0 | 2011
Lightsource BP | Walton | Solar | PV | No | Solar |  | 1.7863 | LV | England | South East | KT122EG |  | 511550.0 | 168450.0 | 2011
Lightsource BP | Benbole | Solar | PV | No | Solar |  | 1.739 | LV | England | South West | PL303EF |  | 202931.0 | 74850.0 | 2011
Lightsource BP | Crossness | Solar | PV | No | Solar |  | 1.5037 | LV | England | London | SE29AQ |  | 548450.0 | 180950.0 | 2011
Lightsource BP | Trevemper | Solar | PV | No | Solar |  | 1.6999 | LV | England | South West |  |  | 181946.0 | 59506.0 | 2011
Lightsource BP | Dunsfold | Solar | PV | No | Solar |  | 2.0006 | LV | England | South East |  |  | 501944.09999999998 | 136562.0 | 2011
Lightsource BP | Hawton | Solar | PV | No | Solar |  | 4.877 | LV | England | East Midlands | NG243RJ |  | 479632.0 | 348905.0 | 2011
Lightsource BP | Sandhill | Solar | PV | No | Solar |  | 1.9228 | LV | England | South West |  |  | 316188.0 | 129704.0 | 2011
Lightsource BP | Fawley (Langley) | Solar | PV | No | Solar |  | 4.9997 | LV | England | South East | SO451AB |  | 445171.0 | 100816.0 | 2012
Lightsource BP | Chittering | Solar | PV | No | Solar |  | 4.9934 | LV | England | Eastern |  |  | 551488.0 | 271214.0 | 2012
Lightsource BP | Eastacombe | Solar | PV | No | Solar |  | 3.577 | LV | England | South West |  |  | 235435.0 | 99648.0 | 2012
Lightsource BP | Summerlands | Solar | PV | No | Solar |  | 0.8064 | LV | England | South West | EX174DF |  | 284552.0 | 108297.0 | 2012
Lightsource BP | Great Knowles | Solar | PV | No | Solar |  | 2.915 | LV | England | South West | EX226JY |  | 232612.0 | 103213.0 | 2012
Lightsource BP | West Bradley | Solar | PV | No | Solar |  | 1.029 | LV | England | South West | EX168BJ |  | 289684.0 | 114161.0 | 2012
Lightsource BP | Pont Andrew | Solar | PV | No | Solar |  | 1.5443 | LV | Wales | Wales | CF449UL |  | 252617.0 | 210675.0 | 2012
Lightsource BP | Ffos Las | Solar | PV | No | Solar |  | 4.9968 | LV | Wales | Wales |  |  | 245478.0 | 205296.0 | 2012
Lightsource BP | Bodmin | Solar | PV | No | Solar |  | 4.9768 | LV | England | South West | PL312PF |  | 206175.0 | 68428.0 | 2012
Lightsource BP | Langunnett | Solar | PV | No | Solar |  | 6.174 | LV | England | South West | PL220NQ |  | 215569.0 | 57824.0 | 2013
Lightsource BP | Manston | Solar | PV | No | Solar |  | 9.831 | LV | England | South East | CT125AU |  | 634574.0 | 166813.0 | 2013
Lightsource BP | West Farm | Solar | PV | No | Solar |  | 7.63 | LV | Wales | Wales | SA724UN |  | 199608.0 | 203981.0 | 2013
Lightsource BP | Blatchworthy | Solar | PV | No | Solar |  | 1.4125 | LV | England | South West |  | EX169QH | 250572.0 | 140713.0 | 2013
Lightsource BP | Five Mile Drive | Solar | PV | No | Solar |  | 3.912 | LV | England | South West | GL569TG |  | 413600.0 | 235700.0 | 2013
Lightsource BP | Trefinnick | Solar | PV | No | Solar |  | 4.4036 | LV | England | South West | PL178QD |  | 233642.0 | 74030.0 | 2013
Lightsource BP | Cleave Farm | Solar | PV | No | Solar |  | 4.5644 | LV | England | South West | EX394PU |  | 249891.0 | 124902.0 | 2013
Lightsource BP | Rudge Hill Farm | Solar | PV | No | Solar |  | 1.0189 | LV | England | South West | DT102AB |  | 378118.0 | 112656.0 | 2013
Lightsource BP | Says Court | Solar | PV | No | Solar |  | 19.807 | LV | England | South West | BS362NY |  | 368922.0 | 181730.0 | 2014
Lightsource BP | Westwood | Solar | PV | No | Solar |  | 9.181 | LV | England | South East | CT125AS |  | 635063.0 | 166833.0 | 2014
Lightsource BP | Fareham | Solar | PV | No | Solar |  | 20.508 | LV | England | South East | PO141AU |  | 456710.0 | 103840.0 | 2014
Lightsource BP | Knowlton | Solar | PV | No | Solar |  | 11.541 | LV | England | South East | CT31PT |  | 628013.0 | 153474.0 | 2014
Lightsource BP | Crucis Farm | Solar | PV | No | Solar |  | 16.057 | LV | England | South West | GL75DX |  | 406095.0 | 202822.0 | 2014
Lightsource BP | Fairwinds | Solar | PV | No | Solar |  | 12.1969 | LV | England | Eastern | SS166EB |  | 565725.0 | 187731.0 | 2014
Lightsource BP | Norrington | Solar | PV | No | Solar |  | 11.145 | LV | England | South West | SN128LT |  | 388259.0 | 164933.0 | 2014
Lightsource BP | Bury Lane | Solar | PV | No | Solar |  | 22.2159 | LV | England | Eastern | SG86DF |  | 537439.0 | 244200.0 | 2014
Lightsource BP | Epwell | Solar | PV | No | Solar |  | 8.988 | LV | England | South East | OX156HF |  | 436715.0 | 241041.0 | 2014
Lightsource BP | Brynteg | Solar | PV | No | Solar |  | 14.7866 | LV | Wales | Wales | SA154ND |  | 249621.0 | 203809.0 | 2014
Lightsource BP | Burnthouse | Solar | PV | No | Solar |  | 4.7624 | LV | England | Eastern | PE72HS |  | 534234.0 | 294198.0 | 2014
Lightsource BP | Primrose Hill | Solar | PV | No | Solar |  | 4.3452 | LV | England | Yorkshire and Humber | LN85JE |  | 460491.0 | 428957.0 | 2015
Lightsource BP | Crundale | Solar | PV | No | Solar |  | 43.6643 | LV | Wales | Wales | SA624PY |  | 198922.0 | 217459.0 | 2015
Lightsource BP | Castle Combe | Solar | PV | No | Solar |  | 15.3274 | LV | England | South West | SN147EY |  | 385003.0 | 177211.0 | 2015
Lightsource BP | Horam | Solar | PV | No | Solar |  | 8.1151 | LV | England | South East | TN210JB |  | 557342.0 | 117038.0 | 2015
Lightsource BP | Hill House Farm | Solar | PV | No | Solar |  | 28.3118 | LV | England | South West | GL27AN |  | 375073.0 | 204169.0 | 2015
Lightsource BP | Burthy | Solar | PV | No | Solar |  | 13.0804 | LV | England | South West | TR85BN |  | 191082.0 | 55525.0 | 2015
Lightsource BP | Little Neath | Solar | PV | No | Solar |  | 6.135 | LV | Wales | Wales | SA715AA |  | 191001.0 | 200291.0 | 2015
Lightsource BP | Prestop Park | Solar | PV | No | Solar |  | 15.852 | LV | England | East Midlands | LE652TE |  | 433582.0 | 316633.0 | 2015
Lightsource BP | Sundorne Grove | Solar | PV | No | Solar |  | 18.226 | LV | England | West Midlands | SY44RR |  | 352826.0 | 315367.0 | 2015
Lightsource BP | Wrockwardine | Solar | PV | No | Solar |  | 10.468 | LV | England | West Midlands | TF50BJ |  | 361262.0 | 311911.0 | 2015
Lightsource BP | St Francis | Solar | PV | No | Solar |  | 4.3253 | LV | England | South East | TN339BL |  | 572709.0 | 111249.0 | 2015
Lightsource BP | Treguff | Solar | PV | No | Solar |  | 3.7365 | LV | Wales | Wales | CF715LT |  | 302265.0 | 171141.0 | 2015
Lightsource BP | Henbury Quarry | Solar | PV | No | Solar |  | 3.684 | LV | England | South West | BH213QZ |  | 396735.0 | 97102.0 | 2015
Lightsource BP | Exning | Solar | PV | No | Solar |  | 30.276 | LV | England | Eastern | CB80XG |  | 561429.0 | 263931.0 | 2015
Lightsource BP | Hill Farm | Solar | PV | No | Solar |  | 7.6934 | LV | Wales | Wales | NP117BB |  | 319254.0 | 192650.0 | 2015
Lightsource BP | Langton (FIT) | Solar | PV | No | Solar |  | 4.3472 | LV | Wales | Wales | SA659RH |  | 194473.0 | 233813.0 | 2015
Lightsource BP | Maes Bach | Solar | PV | No | Solar |  | 4.5594 | LV | Wales | Wales | CF381SL |  | 310571.0 | 185789.0 | 2015
Lightsource BP | Shaftesbury | Solar | PV | No | Solar |  | 4.997 | LV | England | South West | SP79HD |  | 386849.0 | 124179.0 | 2015
Lightsource BP | Upper Clayhill | Solar | PV | No | Solar |  | 4.7492 | LV | England | South East | BN85RR |  | 544648.0 | 114840.0 | 2015
Lightsource BP | Manor Farm Eggington | Solar | PV | No | Solar |  | 4.992 | LV | England | Eastern | LU79PB |  | 495555.0 | 226052.0 | 2015
Lightsource BP | Hadley Farm | Solar | PV | No | Solar |  | 4.997 | LV | England | West Midlands | SY133AB |  | 351460.0 | 340636.0 | 2015
Lightsource BP | Bentley Estate | Solar | PV | No | Solar |  | 4.7819 | LV | England | South East | BN86PT |  | 548420.0 | 117019.0 | 2015
Lightsource BP | Church Farm - Slapton | Solar | PV | No | Solar |  | 4.9848 | LV | England | South East | LU79DY |  | 494241.0 | 220134.0 | 2015
Lightsource BP | Cold Harbour | Solar | PV | No | Solar |  | 5 | LV | England | Yorkshire and Humber | YO73NT |  | 444776.0 | 475104.0 | 2015
Lightsource BP | Nefyn (Tyddyn Cae) | Solar | PV | No | Solar |  | 4.9215 | LV | Wales | Wales | LL536DS |  | 233416.0 | 338035.0 | 2015
Lightsource BP | School Aycliffe | Solar | PV | No | Solar |  | 5 | LV | England | North East | DL56QE |  | 426142.0 | 523694.0 | 2015
Lightsource BP | RedHill Farm | Solar | PV | No | Solar |  | 4.7976 | LV | England | South West | TA210DL |  | 308588.0 | 118087.0 | 2015
Lightsource BP | Lawrence End Park | Solar | PV | No | Solar |  | 5 | LV | England | Eastern | LU28PF |  | 513149.0 | 220690.0 | 2015
Lightsource BP | Hornacott | Solar | PV | No | Solar |  | 4.997 | LV | England | South West | EX226SD |  | 230097.0 | 95148.0 | 2015
Lightsource BP | Acrefair | Solar | PV | No | Solar |  | 4.997 | LV | Wales | Wales | LL141TU |  | 328224.0 | 343948.0 | 2015
Lightsource BP | Francis Court | Solar | PV | No | Solar |  | 4.224 | LV | England | South West | EX53LW |  | 297957.0 | 99694.0 | 2015
Lightsource BP | Sheriffhales | Solar | PV | No | Solar |  | 5 | LV | England | West Midlands | TF118QY |  | 375171.0 | 312179.0 | 2015
Lightsource BP | Brook Farm | Solar | PV | No | Solar |  | 8.9104 | LV | England | South East | OX251NX |  | 461083.0 | 217119.0 | 2015
Lightsource BP | Beckton | Solar | PV | No | Solar |  | 0.45264 | LV | England | London | IG110AD |  | 545350.0 | 181950.0 | 2016
Lightsource BP | Manor Farm | Solar | PV | No | Solar |  | 0.7636 | LV | England | South West | TA117BT |  | 493450.0 | 102216.0 | 2016
Lightsource BP | QE2 Reservoir | Solar | PV | No | Solar |  | 6.3377 | LV | England | South East | IG110AD |  | 512509.0 | 167686.0 | 2016
Lightsource BP | Binsted | Solar | PV | No | Solar |  | 4.9979 | LV | England | South East | BN180LN |  | 498131.0 | 106406.0 | 2016
Lightsource BP | Stragglethorpe | Solar | PV | No | Solar |  | 4.9993 | LV | England | East Midlands | NG123HD |  | 463188.0 | 336136.0 | 2016
Lightsource BP | Crookedstone | Solar | PV | No | Solar |  | 4.8318 | LV | Northern Ireland | Northern Ireland | BT294EH |  | 129401.0 | 538723.0 | 2016
Lightsource BP | South Creake | Solar | PV | No | Solar |  | 26.0012 | LV | England | Eastern | NR219LY |  | 585483.0 | 335992.0 | 2016
Lightsource BP | Morfa | Solar | PV | No | Solar |  | 1.999 | LV | Wales | Wales | CF612YT |  | 258062.0 | 301195.0 | 2016
Lightsource BP | Charity Farm - CfD | Solar | PV | No | Solar |  | 14.4025 | LV | England | West Midlands | SY45SX |  | 345545.0 | 325520.0 | 2016
Lightsource BP | Bentley Estate 2 | Solar | PV | No | Solar |  | 4.9961 | LV | England | South East | BN86PT |  | 548465.0 | 117641.0 | 2016
Lightsource BP | Cwrt Henllys | Solar | PV | No | Solar |  | 4.9925 | LV | Wales | Wales | NP447AS |  | 326262.0 | 191423.0 | 2016
Lightsource BP | Gelli Gron | Solar | PV | No | Solar |  | 3.597 | LV | Wales | Wales | LL536DQ |  | 241787.0 | 339725.0 | 2016
Lightsource BP | Hill Hall Farm | Solar | PV | No | Solar |  | 4.999 | LV | England | Eastern | CM74SH |  | 565650.0 | 232265.0 | 2016
Lightsource BP | Wick Red Farm | Solar | PV | No | Solar |  | 4.9535 | LV | England | South West | BS240HD |  | 331399.0 | 154837.0 | 2016
Lightsource BP | Millar Farm | Solar | PV | No | Solar |  | 7.2109 | LV | Northern Ireland | Northern Ireland | BT412JJ |  | 127283.0 | 546753.0 | 2017
Lightsource BP | Bolsovermoor Quarry | Solar | PV | No | Solar |  | 4.9979 | LV | England | East Midlands | S446XE |  | 449954.0 | 371271.0 | 2017
Lightsource BP | Fields Farm (Agden) | Solar | PV | No | Solar |  | 4.9975 | LV | England | North West | SY134RB |  | 351085.0 | 344240.0 | 2017
Lightsource BP | Pen Rhiw | Solar | PV | No | Solar |  | 4.748 | LV | Wales | Wales | CF453UX |  | 304596.0 | 197986.0 | 2017
Lightsource BP | Safeguard Bradwall | Solar | PV | No | Solar |  | 4.9975 | LV | England | North West | CW100LA |  | 375914.0 | 363479.0 | 2017
Lightsource BP | Sharland Farm | Solar | PV | No | Solar |  | 2.7711 | LV | England | South West | EX176SJ |  | 274885.0 | 105456.0 | 2017
Lightsource BP | High Point | Solar | PV | No | Solar |  | 3.7484 | LV | England | West Midlands | DY149AD |  | 366415.0 | 270925.0 | 2017
Lightsource BP | Green Lane | Solar | PV | No | Solar |  | 4.2299 | LV | England | West Midlands | ST148LQ |  | 414839.0 | 330919.0 | 2017
Lightsource BP | Middle Balbeggie | Solar | PV | No | Solar |  | 4.9975 | LV | Scotland | Scotland | KY13NW |  | 328584.0 | 696136.0 | 2017
Lightsource BP | NOR Parsonage Wood | Solar | PV | No | Solar |  | 4.1835 | LV | England | South West | EX226LA |  | 231095.0 | 102160.0 | 2017
Lightsource BP | Meadow Farm (Thorpe Lanton) | Solar | PV | No | Solar |  | 4.998 | LV | England | East Midlands | LE167TR |  | 472795.0 | 290643.0 | 2017
Lightsource BP | Park Farm West | Solar | PV | No | Solar |  | 3.9348 | LV | Wales | Wales | NP183NY |  | 331876.0 | 191657.0 | 2017
Lightsource BP | Pressock | Solar | PV | No | Solar |  | 4.249 | LV | Scotland | Scotland | DD82SN |  | 356791.0 | 749786.0 | 2017
Lightsource BP | North Tenement | Solar | PV | No | Solar |  | 4.9979 | LV | Wales | Wales | SA623NX |  | 193951.0 | 212945.0 | 2017
Lightsource BP | Finvoy | Solar | PV | No | Solar |  | 5.9609 | LV | Northern Ireland | Northern Ireland | BT448SD |  | 112523.0 | 572478.0 | 2017
Lightsource BP | NI Cluster Lough Road | Solar | PV | No | Solar |  | 5.399 | LV | Northern Ireland | Northern Ireland | BT282PQ |  | 129148.0 | 526209.0 | 2017
Lightsource BP | NI Cluster Knockairn Road | Solar | PV | No | Solar |  | 5.3985 | LV | Northern Ireland | Northern Ireland | BT294UE |  | 131013.0 | 531722.0 | 2017
Lightsource BP | NI Cluster Hillside | Solar | PV | No | Solar |  | 5.399 | LV | Northern Ireland | Northern Ireland | BT282PQ |  | 129820.0 | 526363.0 | 2017
Lightsource BP | NI Cluster Moira Road | Solar | PV | No | Solar |  | 5.9371 | LV | Northern Ireland | Northern Ireland | BT294JL |  | 129536.0 | 531688.0 | 2017
Lightsource BP | NI Cluster Belfast Road | Solar | PV | No | Solar |  | 9.9919 | LV | Northern Ireland | Northern Ireland | BT294TH |  | 134568.0 | 534503.0 | 2017
Lightsource BP | Maghaberry | Solar | PV | No | Solar |  | 27.099 | LV | Northern Ireland | Northern Ireland | BT282PT |  | 129097.0 | 520344.0 | 2018
Lightsource BP | Brett Martin | Solar | PV | No | Solar |  | 6.4858 | LV | Northern Ireland | Northern Ireland | BT364QU |  | 141191.0 | 538562.0 | 2018
Lightsource BP | Pilkington | Solar | PV | No | Solar |  | 2.2968 | LV | England | North West | L407TB |  | 346150.0 | 408856.0 | 2019
Lightsource BP | Ibstock | Solar | PV | No | Solar |  | 4.8196 | LV | England | West Midlands |  | LE676HS |  |  | 2020
Lightsource BP | Goosehall | Solar | PV | No | Solar |  | 43.2216 | LV | England | Eastern | CB250BN |  |  |  | 2020
LondonEnergy | Londonwaste Ltd | Bioenergy | Bioenergy | No | MSW |  | 50 | LV | England | London | N183AG |  | 535050.0 | 192550.0 | 1970
Marchwood Power | Marchwood Power | Fossil Fuel | CCGT | No | Natural Gas |  | 898 | HV | England | South East | SO404BD |  | 438274.0 | 108147.0 | 2009
Moray Offshore Windfarm (East) Ltd | Moray Offshore Windfarm East Limited | Wind | Offshore | No | Wind |  | 950 | HV | England | Scotland | AB439BR |  |  |  | 2021
Octopus Investments | Craymarsh | Solar | PV | No | Solar |  | 1.8161 | LV | England | South West | SN126RG |  | 393506.0 | 162624.0 | 2012
Octopus Investments | Park Wall | Solar | PV | No | Solar |  | 4.998 | LV | England | South West | TA70HY |  | 332133.0 | 136030.0 | 2012
Octopus Investments | Lenham | Solar | PV | No | Solar |  | 6.6067 | LV | England | South East | ME172HX |  | 589450.0 | 151072.0 | 2012
Octopus Investments | Bentley | Solar | PV | No | Solar |  | 5.0984 | LV | England | North West | CW13PL |  | 368446.0 | 356533.0 | 2013
Octopus Investments | Bradford | Solar | PV | No | Solar |  | 5.2874 | LV | England | South West | EX226LQ |  | 227973.0 | 100750.0 | 2013
Octopus Investments | Bratton Fleming | Solar | PV | No | Solar |  | 4.9921 | LV | England | South West | EX327LG |  | 265395.0 | 137979.0 | 2013
Octopus Investments | Chittering 2 | Solar | PV | No | Solar |  | 6.3046 | LV | England | Eastern | CB259PH |  | 551264.0 | 270881.0 | 2013
Octopus Investments | Ellicombe | Solar | PV | No | Solar |  | 1.3257 | LV | England | South West | EX175LS |  | 274429.0 | 105004.0 | 2013
Octopus Investments | Hatchlands | Solar | PV | No | Solar |  | 5.2175 | LV | England | South West | TQ97LB |  | 273302.0 | 59712.0 | 2013
Octopus Investments | Higher Knapp Farm | Solar | PV | No | Solar |  | 1.5116 | LV | England | South West | TA36AY |  | 330222.0 | 124913.0 | 2013
Octopus Investments | Little T | Solar | PV | No | Solar |  | 5.4439 | LV | England | South West | TR109EF |  | 171916.0 | 31778.0 | 2013
Octopus Investments | Lovedean | Solar | PV | No | Solar |  | 4.5438 | LV | England | South East | PO80SH |  | 468005.0 | 112956.0 | 2013
Octopus Investments | Marley Thatch | Solar | PV | No | Solar |  | 6.2227 | LV | England | South West | TQ109LW |  | 271573.0 | 59890.0 | 2013
Octopus Investments | Newlands | Solar | PV | No | Solar |  | 4.279 | LV | England | South West | EX135SF |  | 333040.0 | 97434.0 | 2013
Octopus Investments | Ninnis | Solar | PV | No | Solar |  | 3.8822 | LV | England | South West | PL267EN |  | 198252.0 | 50490.0 | 2013
Octopus Investments | North Perrott Fruit Farm | Solar | PV | No | Solar |  | 0.8232 | LV | England | South West | TA187SN |  | 346475.0 | 110116.0 | 2013
Octopus Investments | Palfreys Barton | Solar | PV | No | Solar |  | 0.96138 | LV | England | South West | EX167RZ |  | 296533.0 | 118055.0 | 2013
Octopus Investments | Parkhouse | Solar | PV | No | Solar |  | 6.6405 | LV | England | South East | SP97UZ |  | 422792.0 | 144085.0 | 2013
Octopus Investments | Rudge Manor | Solar | PV | No | Solar |  | 6.3872 | LV | England | South West | SN82HN |  | 427444.0 | 169114.0 | 2013
Octopus Investments | Shipton Bellinger | Solar | PV | No | Solar |  | 5.4331 | LV | England | South East | SP40EG |  | 423437.0 | 143998.0 | 2013
Octopus Investments | Slaughtergate | Solar | PV | No | Solar |  | 1.8385 | LV | England | South West | SP85NH |  | 378233.0 | 127441.0 | 2013
Octopus Investments | Southcombe Farm | Solar | PV | No | Solar |  | 1.2127 | LV | England | South West | EX215RF |  | 244284.0 | 111956.0 | 2013
Octopus Investments | Strete | Solar | PV | No | Solar |  | 4.8546 | LV | England | South West | EX52PL |  | 304235.0 | 94913.0 | 2013
Octopus Investments | Tavells | Solar | PV | No | Solar |  | 5.4106 | LV | England | South East | SO404WH |  | 438181.0 | 110655.0 | 2013
Octopus Investments | Tregassow | Solar | PV | No | Solar |  | 5.8714 | LV | England | South West | TR49BL |  | 185395.0 | 49565.0 | 2013
Octopus Investments | Turves | Solar | PV | No | Solar |  | 4.998 | LV | England | Eastern | PE72HS |  | 533992.0 | 294321.0 | 2013
Octopus Investments | Whiddon Farm | Solar | PV | No | Solar |  | 0.89739 | LV | England | South West | EX226PJ |  | 239451.0 | 97227.0 | 2013
Octopus Investments | Willsland | Solar | PV | No | Solar |  | 3.267 | LV | England | South West | EX215LS |  | 250049.0 | 104054.0 | 2013
Octopus Investments | Burntstalk Farm | Solar | PV | No | Solar |  | 11.5248 | LV | England | Eastern | PE321JA |  | 577721.0 | 311630.0 | 2013
Octopus Investments | Causilgey | Solar | PV | No | Solar |  | 4.998 | LV | England | South West | TR49EP |  | 177775.0 | 47586.0 | 2013
Octopus Investments | Chawton | Solar | PV | No | Solar |  | 3.6544 | LV | England | South East | PO318QT |  | 449357.0 | 93055.0 | 2013
Octopus Investments | Chediston Hall | Solar | PV | No | Solar |  | 12.348 | LV | England | Eastern | IP190RA |  | 636663.0 | 278367.0 | 2013
Octopus Investments | Hewas | Solar | PV | No | Solar |  | 5.9829 | LV | England | South West | TR24EP |  | 191590.0 | 53161.0 | 2013
Octopus Investments | The Hollies | Solar | PV | No | Solar |  | 8.605 | LV | England | East Midlands | PE244SH |  | 549558.0 | 363539.0 | 2013
Octopus Investments | Apse New Barn | Solar | PV | No | Solar |  | 3.0658 | LV | England | South East | PO377PS |  | 456363.0 | 82780.0 | 2013
Octopus Investments | Higher Trenhayle | Solar | PV | No | Solar |  | 2.9322 | LV | England | South West | TR275JU |  | 158256.0 | 36251.0 | 2013
Octopus Investments | Hollamoor | Solar | PV | No | Solar |  | 2.2363 | LV | England | South West | EX313HX |  | 254698.0 | 129964.0 | 2013
Octopus Investments | Lexham | Solar | PV | No | Solar |  | 7.9184 | LV | England | Eastern | PE322RY |  | 587463.0 | 319985.0 | 2013
Octopus Investments | Tredown Farm | Solar | PV | No | Solar |  | 1.4348 | LV | England | South West | PL160HH |  | 239431.0 | 81407.0 | 2013
Octopus Investments | Penhale | Solar | PV | No | Solar |  | 3.5251 | LV | England | South West | PL277RQ |  | 194606.0 | 71371.0 | 2013
Octopus Investments | Mopley/Cadland | Solar | PV | No | Solar |  | 3.016 | LV | England | South East | SO451YH |  | 444681.0 | 100949.0 | 2013
Octopus Investments | Bishops Sutton | Solar | PV | No | Solar |  | 12 | LV | England | South East | SO240AA |  | 459558.0 | 131825.0 | 2014
Octopus Investments | Rew Farm | Solar | PV | No | Solar |  | 5.0627 | LV | England | South West | PL305AW |  | 209034.0 | 61130.0 | 2014
Octopus Investments | Week Farm 2 | Solar | PV | No | Solar |  | 3.7301 | LV | England | South West | EX387HU |  | 251218.0 | 119059.0 | 2014
Octopus Investments | Willburton 2 (Mingay Farm) | Solar | PV | No | Solar |  | 19.3208 | LV | England | Eastern | CB63PU |  | 547073.0 | 272967.0 | 2014
Octopus Investments | Hazard | Solar | PV | No | Solar |  | 5.6566 | LV | England | South West | TQ97LN |  | 274991.0 | 59302.0 | 2014
Octopus Investments | Crapnell Farm | Solar | PV | No | Solar |  | 4.6679 | LV | England | South West | BA53HG |  | 359691.0 | 145698.0 | 2014
Octopus Investments | Hill Farm (OI) | Solar | PV | No | Solar |  | 10.8443 | LV | England | South East | PO360BB |  | 461387.0 | 89012.0 | 2014
Octopus Investments | Drapers Farm | Solar | PV | No | Solar |  | 5.9986 | LV | England | Eastern | CM31QF |  | 572146.0 | 220468.0 | 2014
Octopus Investments | Reaches Farm | Solar | PV | No | Solar |  | 6.2436 | LV | England | Eastern | IP265LA |  | 573913.0 | 298817.0 | 2014
Octopus Investments | Meadow Farm | Solar | PV | No | Solar |  | 6.114 | LV | England | Eastern | IP264RG |  | 572611.0 | 296975.0 | 2014
Octopus Investments | Little Morton | Solar | PV | No | Solar |  | 14.289 | LV | England | East Midlands | DN228HE |  | 467187.0 | 379023.0 | 2014
Octopus Investments | Abbots Ripton | Solar | PV | No | Solar |  | 24.6672 | LV | England | Eastern | PE282LQ |  | 522746.0 | 277158.0 | 2014
Octopus Investments | Manor Farm Dorset | Solar | PV | No | Solar |  | 4.922 | LV | England | South West | SP85PR |  | 377815.0 | 128359.0 | 2014
Octopus Investments | Lodge Farm | Solar | PV | No | Solar |  | 11.9975 | LV | England | East Midlands | NG139PL |  | 478519.0 | 341598.0 | 2014
Octopus Investments | Sycamore | Solar | PV | No | Solar |  | 19.0121 | LV | England | South East | TN299SY |  | 601943.0 | 125385.0 | 2014
Octopus Investments | North Wayton | Solar | PV | No | Solar |  | 8.3982 | LV | England | South West | PL126QQ |  | 242671.0 | 62588.0 | 2014
Octopus Investments | Hill End Farm | Solar | PV | No | Solar |  | 2.84 | LV | England | South East | RG265HA |  | 462034.0 | 157344.0 | 2014
Octopus Investments | Pyde Drove | Solar | PV | No | Solar |  | 8.436 | LV | England | South West | TA78DN |  | 335530.0 | 142499.0 | 2014
Octopus Investments | Spittleborough | Solar | PV | No | Solar |  | 9.1443 | LV | England | South West | SN48ET |  | 408318.0 | 183058.0 | 2014
Octopus Investments | Stratton Hall | Solar | PV | No | Solar |  | 11.7649 | LV | England | Eastern | IP100PL |  | 625674.0 | 239588.0 | 2014
Octopus Investments | Tillhouse | Solar | PV | No | Solar |  | 10.5105 | LV | England | South West | EX53BG |  | 301013.0 | 96534.0 | 2014
Octopus Investments | Decoy | Solar | PV | No | Solar |  | 5.3424 | LV | England | South East | PO203TR |  | 492213.0 | 104099.0 | 2014
Octopus Investments | Ermine Street | Solar | PV | No | Solar |  | 32.4494 | LV | England | East Midlands | NG348QT |  | 499291.0 | 347452.0 | 2014
Octopus Investments | New Row Farm | Solar | PV | No | Solar |  | 4.4504 | LV | England | South West | BA44JT |  | 363204.0 | 145130.0 | 2014
Octopus Investments | Pitts Farm | Solar | PV | No | Solar |  | 3.2141 | LV | England | South West | BA53HG |  | 359176.0 | 146235.0 | 2014
Octopus Investments | Hullavington | Solar | PV | No | Solar |  | 8.316 | LV | England | South West | SN146QP |  | 389154.0 | 182299.0 | 2014
Octopus Investments | The Hydes | Solar | PV | No | Solar |  | 10.7161 | LV | England | Eastern | CM74TX |  | 564210.0 | 230560.0 | 2014
Octopus Investments | Manston Thorne | Solar | PV | No | Solar |  | 6.1986 | LV | England | South East | CT125DS |  | 633388.0 | 164922.0 | 2014
Octopus Investments | Ottringham | Solar | PV | No | Solar |  | 6.073 | LV | England | Yorkshire and Humber | HU120AD |  | 527561.0 | 424182.0 | 2014
Octopus Investments | Sutton Mawr | Solar | PV | No | Solar |  | 7.524 | LV | Wales | Wales | CF623AB |  | 307224.0 | 170024.0 | 2014
Octopus Investments | West Hall | Solar | PV | No | Solar |  | 5.511 | LV | Wales | Wales | CF624ZW |  | 302476.0 | 166946.0 | 2014
Octopus Investments | Clann Farm | Solar | PV | No | Solar |  | 1.489 | LV | England | South West | PL305HD |  | 202639.0 | 63931.0 | 2014
Octopus Investments | Westwood Farm | Solar | PV | No | Solar |  | 5.1469 | LV | England | East Midlands | NG220PF |  | 471765.0 | 370062.0 | 2014
Octopus Investments | Walland Farm | Solar | PV | No | Solar |  | 4.9993 | LV | England | South West | EX395DP |  | 235344.0 | 122223.0 | 2015
Octopus Investments | Wedgehill | Solar | PV | No | Solar |  | 13.5078 | LV | England | South West | BH216SB |  | 406557.0 | 108809.0 | 2015
Octopus Investments | Bryn Yr Odyn | Solar | PV | No | Solar |  | 14.8971 | LV | Wales | Wales | LL625DE |  | 239600.0 | 373400.0 | 2015
Octopus Investments | Avenue Farm | Solar | PV | No | Solar |  | 7.6484 | LV | England | Eastern | NR147PJ |  | 628770.0 | 303787.0 | 2015
Octopus Investments | Mount Mill | Solar | PV | No | Solar |  | 11.9998 | LV | England | East Midlands | MK196DG |  | 476366.0 | 237708.0 | 2015
Octopus Investments | Pitchford | Solar | PV | No | Solar |  | 21.0084 | LV | England | West Midlands |  |  | 350965.0 | 302668.0 | 2015
Octopus Investments | Somerton Door | Solar | PV | No | Solar |  | 8.701 | LV | England | South West | TA116JA |  | 347045.0 | 130025.0 | 2015
Octopus Investments | Wiggin Hill | Solar | PV | No | Solar |  | 11.4436 | LV | England | Eastern | PE273LL |  | 530442.0 | 273663.0 | 2015
Octopus Investments | Oaklands | Solar | PV | No | Solar |  | 6.8544 | LV | England | South West | TN261ER |  | 596397.0 | 144740.0 | 2015
Octopus Investments | Chisbon | Solar | PV | No | Solar |  | 12.338 | LV | England | Eastern | CO168HJ |  | 612862.0 | 218208.0 | 2015
Octopus Investments | Singrug | Solar | PV | No | Solar |  | 11.9959 | LV | Wales | Wales | NP122BG |  | 319137.0 | 193566.0 | 2015
Octopus Investments | Trench Farm | Solar | PV | No | Solar |  | 4.997 | LV | Wales | Wales | LL130NA |  | 338419.0 | 339068.0 | 2015
Octopus Investments | Westerfield | Solar | PV | No | Solar |  | 12.9793 | LV | England | South East | OX183PA |  | 427125.0 | 209714.0 | 2015
Octopus Investments | Parciau | Solar | PV | No | Solar |  | 12.7195 | LV | Wales | Wales | LL551TS |  | 250255.0 | 365482.0 | 2015
Octopus Investments | Melbourn Black Peak | Solar | PV | No | Solar |  | 18.9552 | LV | England | Eastern | SG87ND |  | 540507.0 | 244190.0 | 2015
Octopus Investments | Melbourn Muncey Farm | Solar | PV | No | Solar |  | 30.9417 | LV | England | Eastern | SG86DG |  | 537951.0 | 242629.0 | 2015
Octopus Investments | Northmoor | Solar | PV | No | Solar |  | 4.9149 | LV | England | South West | EX226TD |  | 227223.0 | 97462.0 | 2015
Octopus Investments | Eakring | Solar | PV | No | Solar |  | 11.7931 | LV | England | East Midlands | NG220AN |  | 466033.0 | 362403.0 | 2015
Octopus Investments | Littleton Farm | Solar | PV | No | Solar |  | 12.0057 | LV | England | South West | DT119QP |  | 388332.0 | 105051.0 | 2015
Octopus Investments | Rydon Farm | Solar | PV | No | Solar |  | 9.5763 | LV | England | South West | TQ126DB |  | 284136.0 | 68721.0 | 2015
Octopus Investments | Thoresby | Solar | PV | No | Solar |  | 19.8092 | LV | England | East Midlands | NG229EX |  | 460364.0 | 370225.0 | 2015
Octopus Investments | Upper Farringdon | Solar | PV | No | Solar |  | 6.1758 | LV | England | South East | GU343HW |  | 471468.0 | 135482.0 | 2015
Octopus Investments | Bystock Farm | Solar | PV | No | Solar |  | 4.05 | LV | England | South West | EX85ED |  | 302289.0 | 84362.0 | 2015
Octopus Investments | Six Hills | Solar | PV | No | Solar |  | 18.7387 | LV | England | East Midlands | LE143PR |  | 463321.0 | 321230.0 | 2015
Octopus Investments | Ryston Farm | Solar | PV | No | Solar |  | 4.6231 | LV | England | Eastern | PE380AA |  | 561681.0 | 302008.0 | 2015
Octopus Investments | Waterloo Farm 1 and 2 | Solar | PV | No | Solar |  | 28.6681 | LV | England | Eastern | SG192JW |  | 518826.0 | 251804.0 | 2015
Octopus Investments | Woodlands Farm | Solar | PV | No | Solar |  | 13.1592 | LV | England | South East | CT34NB |  | 617569.0 | 163068.0 | 2015
Octopus Investments | Natewood | Solar | PV | No | Solar |  | 8.978 | LV | England | South East | BN273PH |  | 557796.0 | 107151.0 | 2015
Octopus Investments | Cloford Common Farm | Solar | PV | No | Solar |  | 4.9993 | LV | England | South West | BA114PE |  | 373029.0 | 143593.0 | 2015
Octopus Investments | Molland Farm | Solar | PV | No | Solar |  | 4.9985 | LV | England | South West | EX363PS |  | 282422.0 | 126165.0 | 2015
Octopus Investments | Tooley Farm | Solar | PV | No | Solar |  | 4.9985 | LV | England | Eastern | CM63AA |  | 564888.0 | 223424.0 | 2015
Octopus Investments | Barn Farm | Solar | PV | No | Solar |  | 4.692 | LV | England | Eastern | CO112UX |  | 615682.0 | 231393.0 | 2015
Octopus Investments | Birch Estate | Solar | PV | No | Solar |  | 4.998 | LV | England | Eastern | CO20NU |  | 593323.0 | 219800.0 | 2015
Octopus Investments | Mill Hill Farm | Solar | PV | No | Solar |  | 4.9979 | LV | England | Yorkshire and Humber | YO606QN |  | 463388.0 | 467066.0 | 2015
Octopus Investments | Averill Farm | Solar | PV | No | Solar |  | 4.9979 | LV | England | East Midlands | DE556HB |  | 441094.0 | 361390.0 | 2015
Octopus Investments | Ratcliffe House Farm | Solar | PV | No | Solar |  | 3.498 | LV | England | East Midlands | CV93LZ |  | 433432.0 | 299754.0 | 2015
Octopus Investments | Pollington Airfield | Solar | PV | No | Solar |  | 4.9979 | LV | England | Yorkshire and Humber | DN140BA |  | 461763.0 | 420790.0 | 2015
Octopus Investments | Ash Row Farm | Solar | PV | No | Solar |  | 4.9979 | LV | England | Yorkshire and Humber | LS256JJ |  | 451649.0 | 433677.0 | 2015
Octopus Investments | Cressing | Solar | PV | No | Solar |  | 4.9939 | LV | England | Eastern | CM778PD |  | 579757.0 | 218798.0 | 2016
Octopus Investments | Short Hazel | Solar | PV | No | Solar |  | 4.9993 | LV | England | East Midlands | DE117BD |  | 433077.0 | 319883.0 | 2016
Octopus Investments | Blaby | Solar | PV | No | Solar |  | 3.4802 | LV | England | East Midlands | LE85QW |  | 458722.0 | 296614.0 | 2016
Octopus Investments | Dairy House Farm | Solar | PV | No | Solar |  | 3.366 | LV | England | North West | CW56DN |  | 365834.0 | 356455.0 | 2016
Octopus Investments | Carlisle Estate | Solar | PV | No | Solar |  | 4.9979 | LV | England | North West | CA57ES |  | 336020.0 | 546015.0 | 2016
Octopus Investments | Peter Hill | Solar | PV | No | Solar |  | 4.9979 | LV | England | Yorkshire and Humber | YO614PN |  | 450038.0 | 473183.0 | 2016
Octopus Investments | Guisborough | Solar | PV | No | Solar |  | 4.9993 | LV | England | North East | TS146QX |  | 460407.0 | 516083.0 | 2016
Octopus Investments | Caswell | Solar | PV | No | Solar |  | 5.9054 | LV | England | South West | BA229RH |  | 357538.0 | 109283.0 | 2016
Octopus Investments | Staining Wood | Solar | PV | No | Solar |  | 4.9979 | LV | England | North West | PR43PH |  | 336929.0 | 432551.0 | 2016
Octopus Investments | Holtwood | Solar | PV | No | Solar |  | 4.9941 | LV | England | East Midlands | DE65JW |  | 412619.0 | 333405.0 | 2016
Octopus Investments | Peterlee | Solar | PV | No | Solar |  | 4.9972 | LV | England | North East | SR83UJ |  | 440912.0 | 542443.0 | 2016
Octopus Investments | Brickkiln Lane | Solar | PV | No | Solar |  | 4.9933 | LV | England | Eastern | NR148AJ |  | 620403.0 | 299944.0 | 2016
Octopus Investments | Lawn Lane | Solar | PV | No | Solar |  | 4.3235 | LV | England | West Midlands | WV95BB |  | 390095.0 | 304875.0 | 2016
Octopus Investments | The Breck | Solar | PV | No | Solar |  | 4.9993 | LV | England | East Midlands | S432NP |  | 442323.0 | 376116.0 | 2016
Octopus Investments | Deepdale | Solar | PV | No | Solar |  | 4.9972 | LV | England | East Midlands | NG348SH |  | 507434.0 | 349013.0 | 2016
Octopus Investments | Lochcraigs Farm | Solar | PV | No | Solar |  | 4.992 | LV | Scotland | Scotland | KA204LB |  | 227518.0 | 643857.0 | 2017
Octopus Investments | Seaton Road | Solar | PV | No | Solar |  | 4.16 | LV | England | East Midlands | LE159BG |  | 487565.0 | 299395.0 | 2017
Octopus Investments | Stormy Down | Solar | PV | No | Solar |  | 4.672 | LV | Wales | Wales | CF334RS |  | 284154.0 | 180554.0 | 2017
Octopus Investments | Corntown Solar | Solar | PV | No | Solar |  | 2.4832 | LV | Wales | Wales | CF355FB |  | 293545.0 | 177153.0 | 2017
Octopus Investments | Penyrheollas | Solar | PV | No | Solar |  | 4.9862 | LV | Wales | Wales | NP120HY |  | 318604.0 | 201211.0 | 2017
Octopus Investments | Fullerton | Solar | PV | No | Solar |  | 4.3566 | LV | England | South East | SP117HR |  | 437054.0 | 141581.0 | 2017
Orsted | Barrow | Wind | Offshore | No | Wind |  | 90 | HV | England | North West |  |  | 314978.0 | 455827.0 | 2006
Orsted | Burbo | Wind | Offshore | No | Wind |  | 90 | LV | England | North West |  |  | 321476.0 | 399706.0 | 2008
Orsted | Lincs | Wind | Offshore | No | Wind |  | 270 | HV | England | East Midlands |  |  | 567020.0 | 368144.0 | 2013
Orsted | Gunfleet Sands Demo | Wind | Offshore | No | Wind |  | 12 | HV | England | South East |  |  | 620650.0 | 205297.0 | 2013
Orsted | West of Duddon Sands | Wind | Offshore | No | Wind |  | 389 | HV | England | North West |  |  | 304230.0 | 455334.0 | 2014
Orsted | Westermost Rough | Wind | Offshore | No | Wind |  | 210 | HV | England | Yorkshire and Humber |  |  | 541677.0 | 436555.0 | 2015
Orsted | Burbo Extension | Wind | Offshore | No | Wind |  | 259 | HV | England | North West |  |  | 315815.0 | 398892.0 | 2016
Orsted | Walney 03 | Wind | Offshore | No | Wind |  | 330 | HV | England | North West |  |  | 295033.0 | 466313.0 | 2017
Orsted | Race Bank | Wind | Offshore | No | Wind |  | 573 | HV | England | Eastern |  |  | 573300.0 | 363000.0 | 2018
Orsted | Walney 04 | Wind | Offshore | No | Wind |  | 329 | HV | England | North West |  |  | 320039.0 | 464000.0 | 2018
Orsted | Hornsea 01 | Wind | Offshore | No | Wind |  | 1218 | HV | England | North East |  |  | 626000.0 | 426000.0 | 2019
Orsted | Gunfleet Sands 01 | Wind | Offshore | No | Wind |  | 108 | HV | England | South East |  |  | 622317 | 208468 | 2010
Orsted | Gunfleet Sands 02 | Wind | Offshore | No | Wind |  | 67 | HV | England | South East |  |  | 622317 | 622317 | 2010
Orsted | Walney 01 | Wind | Offshore | No | Wind |  | 183 | HV | England | North West |  |  | 300833 | 461449 | 2011
Orsted | Walney 02 | Wind | Offshore | No | Wind |  | 183 | HV | England | North West |  |  | 300833 | 461449 | 2012
Orsted | Hornsea 02 Soundmark | Wind | Offshore | No | Wind |  | 462 | HV | [6 empty] | 2022
Part of Drax Group | Drax Power Station Biomass Units | Bioenergy | Bioenergy | No | Biomass |  | 2640 | HV | England | Yorkshire and Humber | YO88PH |  | 466650.0 | 427050.0 | 2013
Part of Drax Group | Drax Power Station Coal Units | Fossil Fuel | Conventional steam | No | Coal |  | 1320 | HV | England | Yorkshire and Humber | YO88PH |  | 467439.0 | 425837.0 | 1974
Part of Drax Group | Stonebyres | Hydro | Natural Flow | No | Hydro |  | 6 | LV | Scotland | Scotland | ML119UP |  | 284977.43216500001 | 644040.90092599997 | 1927
Part of Drax Group | Bonnington | Hydro | Natural Flow | No | Hydro |  | 11 | LV | Scotland | Scotland | ML119TB |  | 288851.29212100001 | 641742.81936800003 | 1927
Part of Drax Group | Drumjohn | Hydro | Natural Flow | No | Hydro |  | 1 | LV | Scotland | Scotland | DG73TJ |  | 252514.43564800001 | 597670.45692799997 | 1935
Part of Drax Group | Carsfad | Hydro | Natural Flow | No | Hydro |  | 12 | LV | Scotland | Scotland | DG73ST |  | 259672.544711 | 584952.22294799995 | 1935
Part of Drax Group | Earlstoun | Hydro | Natural Flow | No | Hydro |  | 14 | LV | Scotland | Scotland | DG73SR |  | 261304.67353900001 | 583126.64510099997 | 1935
Part of Drax Group | Kendoon | Hydro | Natural Flow | No | Hydro |  | 24 | LV | Scotland | Scotland | DG73UB |  | 261359.07337200001 | 589083.399385 | 1935
Part of Drax Group | Glenlee | Hydro | Natural Flow | No | Hydro |  | 24 | LV | Scotland | Scotland | DG73SF |  | 261221.35846700001 | 580243.46073699999 | 1935
Part of Drax Group | Tongland | Hydro | Natural Flow | No | Hydro |  | 33 | LV | Scotland | Scotland | DG64LT |  | 270138.10144599999 | 554580.98591599998 | 1935
Part of PX Group | Fellside CHP | Fossil Fuel | CCGT | Yes | Natural Gas |  | 155 | HV | England | North West | CA201PG |  | 303202.0 | 503793.0 | 1995
Pennant Walters | Maesgwyn Solar | Solar | PV | No | Solar |  | 2.5 | LV | Wales | Wales |  | SASN86400890 | 288678.0 | 207067.0 | 2017
Pennant Walters | Maesgwyn | Wind | Onshore | No | Wind |  | 26 | HV | Wales | Wales |  | SASN86400890 | 285500.0 | 205500.0 | 2011
Pennant Walters | Pant y Wal | Wind | Onshore | No | Wind |  | 52.5 | HV | Wales | Wales | CF356ED |  | 295886.0 | 191521.0 | 2013
Pennant Walters | Mynydd Bwllfa | Wind | Onshore | No | Wind |  | 22.5 | HV | Wales | Wales | CF449NB |  | 295979.0 | 205172.0 | 2015
Pennant Walters | Maesgwyn Extension | Wind | Onshore | No | Wind |  | 2.5 | HV | Wales | Wales |  | SN8710908818 | 286568.0 | 205930.0 | 2017
Pennant Walters | Pant y Wal Extension | Wind | Onshore | No | Wind |  | 20 | HV | Wales | Wales | CF356ED |  | 294649.0 | 188695.0 | 2017
Quintas Energy | Chalcroft | Solar | PV | No | Solar |  | 6.3396 | LV | England | South East | SO302HU |  | 448713.0 | 116890.0 | 2013
Quintas Energy | Willersey | Solar | PV | No | Solar |  | 3.7814 | LV | England | South West | WR117HF |  | 409850.0 | 240750.0 | 2014
Quintas Energy | Pen y cae | Solar | PV | No | Solar |  | 4.9694 | LV | Wales | Wales | LL141TP |  | 328970.0 | 344020.0 | 2016
Quintas Energy | Astley | Solar | PV | No | Solar |  | 4.992 | LV | England | West Midlands | WV156ER |  | 378234.0 | 286133.0 | 2016
RES Group | Parsonage (Hazel) | Solar | PV | No | Solar |  | 7 | LV | England | South West | TA199EF |  | 336700.0 | 115500.0 | 2013
RES Group | Derriton (Tamar Heights) | Solar | PV | No | Solar |  | 11.7 | LV | England | South West | EX226JX |  | 233249.0 | 103010.0 | 2014
RES Group | Parley | Solar | PV | No | Solar |  | 24.2 | LV | England | South West | BH236BG |  | 409877.0 | 99146.0 | 2014
RES Group | Wix Lodge (Stour Fields) | Solar | PV | No | Solar |  | 18.7 | LV | England | Eastern | CO112RP |  | 614962.0 | 228422.0 | 2014
RES Group | Goonhilly Solar | Solar | PV | No | Solar |  | 4.51 | LV | England | South West |  |  | 169711.0 | 21226.0 | 2014
RES Group | Egmere | Solar | PV | No | Solar |  | 21 | LV | England | Eastern | NR226AY |  | 590428.0 | 338001.0 | 2014
RES Group | Penare | Solar | PV | No | Solar |  | 11.1 | LV | England | South West | TR49DG |  | 181089.0 | 49385.0 | 2014
RES Group | UK Solar (Lower Newton) LLP | Solar | PV | No | Solar |  | 11.92 | LV | England | West Midlands |  | SJ988386 | 398731.0 | 338883.0 | 2014
RES Group | Marvel (Stone Farm) | Solar | PV | No | Solar |  | 5 | LV | England | South East | PO303BQ |  | 451260.0 | 86014.0 | 2015
RES Group | Four Burrows Solar (Kenwyn) | Solar | PV | No | Solar |  | 7.2 | LV | England | South West | TR48JB |  | 176372.0 | 48050.0 | 2015
RES Group | SPD 3 - Grange Farm | Solar | PV | No | Solar |  | 9.5 | LV | England | East Midlands |  | TF231620 | 523131.0 | 362337.0 | 2015
RES Group | Chalgrove Solar Limited | Solar | PV | No | Solar |  | 21.34 | LV | England | South East |  | SU649967 | 465126.0 | 197272.0 | 2015
RES Group | Pencoose | Solar | PV | No | Solar |  | 8.14 | LV | England | South West |  | SW728379 | 173927.0 | 37998.0 | 2015
RES Group | SPD 4 - Gelliwern | Solar | PV | No | Solar |  | 6.24 | LV | Wales | Wales |  | SN626019 | 262382.0 | 202019.0 | 2015
RES Group | UK Solar (Hartwell) LLP | Solar | PV | No | Solar |  | 18.6 | LV | England | East Midlands |  | SP791490 | 478515.0 | 248927.0 | 2015
RES Group | Hale Farm Solar Ltd | Solar | PV | No | Solar |  | 12.23 | LV | England | South West |  |  | 419461.0 | 137939.0 | 2015
RES Group | Newton Ferrers | Solar | PV | No | Solar |  | 19.5 | LV | England | South West |  | SX359665 | 235294.0 | 67022.0 | 2015
RES Group | Mendennick Solar | Solar | PV | No | Solar |  | 2.64 | LV | England | South West |  |  | 241551.0 | 53320.0 | 2015
RES Group | SPD 2 - Hall Farm | Solar | PV | No | Solar |  | 14.9 | LV | England | Eastern |  | TM195952 | 0.0 | 0.0 | 2015
RES Group | Dyffryn Brodyn Wind Farm (GB) | Wind | Onshore | No | Wind |  | 5.4 | LV | Wales | Wales | SA340JE |  | 222100.0 | 226800.0 | 1994
RES Group | Four Burrows Wind Farm (GB) | Wind | Onshore | No | Wind |  | 4.5 | LV | England | South West | TR48JB |  | 176000.0 | 48200.0 | 1995
RES Group | Lendrums Bridge Wind Farm (NI) | Wind | Onshore | No | Wind |  | 5.94 | LV | Northern Ireland | Northern Ireland | BT750LL |  | 63672.0 | 512074.0 | 2000
RES Group | Lendrums Bridge Extension Wind Farm (NI) | Wind | Onshore | No | Wind |  | 7.3 | LV | Northern Ireland | Northern Ireland | BT750LL |  | 54170.0 | 517391.0 | 2002
RES Group | Forss Wind Farm (GB) | Wind | Onshore | No | Wind |  | 2 | LV | Scotland | Scotland | KW147U |  | 302000.0 | 969500.0 | 2003
RES Group | Altahullion Wind Farm (NI) | Wind | Onshore | No | Wind |  | 26 | LV | Northern Ireland | Northern Ireland | BT474NS |  | 78039.0 | 574408.0 | 2003
RES Group | Castle Pill Farm 1 - A, C | Wind | Onshore | No | Wind |  | 3.148 | HV | Wales | Wales |  |  | 192398.0 | 207108.0 | 2004
RES Group | High Sharpley | Wind | Onshore | No | Wind |  | 2.6 | LV | England | North East |  |  | 442644.0 | 549702.0 | 2006
RES Group | Black Hill Wind Farm | Wind | Onshore | No | Wind |  | 28.6 | LV | Scotland | Scotland |  | NT730555 | 373000.0 | 656300.0 | 2007
RES Group | Forss Extension Wind Farm (GB) | Wind | Onshore | No | Wind |  | 5.2 | LV | Scotland | Scotland | KW147U |  | 302000.0 | 969500.0 | 2007
RES Group | Lough Hill Wind Farm (NI) | Wind | Onshore | No | Wind |  | 7.8 | LV | Northern Ireland | Northern Ireland | BT817SL |  | 38467.0 | 541020.0 | 2007
RES Group | Altahullion Extension Wind Farm (NI) | Wind | Onshore | No | Wind |  | 11.7 | LV | Northern Ireland | Northern Ireland | BT474NS |  | 78039.0 | 574408.0 | 2007
RES Group | Braich Ddu | Wind | Onshore | No | Wind |  | 3.9 | LV | Wales | Wales |  |  | 267500.0 | 301500.0 | 2007
RES Group | Goonhilly Downs Wind Farm | Wind | Onshore | No | Wind |  | 12 | LV | England | South West |  |  | 171000.0 | 21200.0 | 2008
RES Group | Roskrow Barton | Wind | Onshore | No | Wind |  | 1.7 | LV | England | South West |  |  | 176500.0 | 35500.0 | 2008
RES Group | Ramsey | Wind | Onshore | No | Wind |  | 1.8 | LV | England | Eastern |  |  | 528800.0 | 284900.0 | 2008
RES Group | Glens of Foudland | Wind | Onshore | No | Wind |  | 26 | LV | Scotland | Scotland |  |  | 361496.0 | 837303.0 | 2009
RES Group | Loscar | Wind | Onshore | No | Wind |  | 4.5 | LV | England | Yorkshire and Humber |  |  | 451000.0 | 380000.0 | 2010
RES Group | High Haswell Wind Farm | Wind | Onshore | No | Wind |  | 4 | LV | England | North East |  |  | 436675.0 | 543772.0 | 2011
RES Group | Ferndale Wind Farm | Wind | Onshore | No | Wind |  | 6.4 | HV | Wales | Wales |  |  | 299700.0 | 195700.0 | 2011
RES Group | Sancton Hill Wind Farm | Wind | Onshore | No | Wind |  | 10 | LV | England | Yorkshire and Humber |  |  | 491554.0 | 439660.0 | 2011
RES Group | South Sharpley Wind Farm | Wind | Onshore | No | Wind |  | 6 | LV | England | North East |  |  | 438490.0 | 549675.0 | 2011
RES Group | Hill of Towie Wind Farm (GB) | Wind | Onshore | No | Wind |  | 48.3 | LV | Scotland | Scotland | AB556YU |  | 320000.0 | 860000.0 | 2012
RES Group | Kelburn Wind Farm (GB) | Wind | Onshore | No | Wind |  | 28 | LV | Scotland | Scotland | KA245LE |  | 224000.0 | 655000.0 | 2012
RES Group | Auquhirie Land | Wind | Onshore | No | Wind |  | 6.9 | HV | Scotland | Scotland | AB393XB |  | 328500.0 | 785500.0 | 2013
RES Group | Bilsthorpe | Wind | Onshore | No | Wind |  | 10.25 | LV | England | East Midlands |  |  | 466000.0 | 362000.0 | 2013
RES Group | Grange Wind Farm (GB) | Wind | Onshore | No | Wind |  | 14 | LV | England | East Midlands | PE135RB |  | 545055.0 | 318754.0 | 2013
RES Group | Burnthouse Windfarm | Wind | Onshore | No | Wind |  | 6 | LV | England | Eastern |  |  | 533458.0 | 295082.0 | 2013
RES Group | Hall Farm Wind Farm | Wind | Onshore | No | Wind |  | 24.6 | HV | England | Yorkshire and Humber |  |  | 507865.0 | 443185.0 | 2013
RES Group | Orchard End Windfarm | Wind | Onshore | No | Wind |  | 4 | LV | England | North West |  |  | 343216.0 | 445233.0 | 2013
RES Group | Roos Wind Farm (GB) | Wind | Onshore | No | Wind |  | 17.1 | LV | England | Yorkshire and Humber | HU120LA |  | 527376.0 | 430105.0 | 2013
RES Group | Meikle Carewe Wind Farm (GB) | Wind | Onshore | No | Wind |  | 10.2 | LV | Scotland | Scotland | AB393QH |  | 383200.0 | 792000.0 | 2013
RES Group | Tallentire Wind Farm (GB) | Wind | Onshore | No | Wind |  | 12 | LV | England | North West | CA130QA |  | 312500.0 | 535500.0 | 2013
RES Group | Earlseat Wind Farm (GB) | Wind | Onshore | No | Wind |  | 16 | LV | Scotland | Scotland | HY14TQ |  | 332961.0 | 698416.0 | 2013
RES Group | Ramsey 2 Wind Farm | Wind | Onshore | No | Wind |  | 8 | LV | England | Eastern |  |  | 527814.0 | 286445.0 | 2013
RES Group | Carscreugh | Wind | Onshore | No | Wind |  | 15.3 | HV | Scotland | Scotland |  |  | 225000.0 | 555000.0 | 2014
RES Group | Wear Point Wind Farm | Wind | Onshore | No | Wind |  | 8.2 | HV | Wales | Wales |  |  | 193041.0 | 204629.0 | 2014
RES Group | Burton Wold | Wind | Onshore | No | Wind |  | 14.4 | HV | England | East Midlands |  |  | 491902.0 | 274577.0 | 2014
RES Group | High Down | Wind | Onshore | No | Wind |  | 0.5 | LV | England | South West |  |  | 230770.0 | 69217.0 | 2014
RES Group | High Pow | Wind | Onshore | No | Wind |  | 3.9 | LV | England | North West |  |  | 323550.0 | 544400.0 | 2015
RES Group | Whittlesey | Wind | Onshore | No | Wind |  | 1.8 | LV | England | Eastern |  |  | 524027.0 | 297139.0 | 2015
RES Group | Woolley Hill (GB) | Wind | Onshore | No | Wind |  | 10 | LV | England | Eastern | PE280UA |  | 515374.0 | 272655.0 | 2015
RES Group | Jacks Lane (GB) | Wind | Onshore | No | Wind |  | 15 | LV | England | Eastern | PE318PZ |  | 580388.0 | 335874.0 | 2015
RES Group | St Breock | Wind | Onshore | No | Wind |  | 10 | LV | England | South West |  |  | 198592.0 | 68218.0 | 2015
RES Group | Dungavel | Wind | Onshore | No | Wind |  | 26 | HV | Scotland | Scotland |  |  | 267954.0 | 636995.0 | 2015
RES Group | Denzell Downs Windfarm | Wind | Onshore | No | Wind |  | 10 | LV | England | South West |  |  | 189923.0 | 67094.0 | 2015
RES Group | New Albion | Wind | Onshore | No | Wind |  | 14.35 | HV | England | East Midlands |  |  | 483679.0 | 283792.0 | 2015
RES Group | Barlborough | Wind | Onshore | No | Wind |  | 0.85 | LV | England | East Midlands |  |  | 448975.0 | 376975.0 | 2015
RES Group | Grange Wind Farm | Wind | Onshore | No | Wind |  | 12.3 | LV | England | Yorkshire and Humber | DN158RY |  | 486042.0 | 416496.0 | 2016
RES Group | Wryde Croft Wind Farm (GB) | Wind | Onshore | No | Wind |  | 26 | LV | England | Eastern | PE60TP |  | 532606.0 | 307038.0 | 2016
RES Group | Glenchamber Wind Farm (GB) | Wind | Onshore | No | Wind |  | 25.3 | LV | Scotland | Scotland | DG80PB |  | 224474.0 | 564039.0 | 2016
RES Group | Batsworthy Cross | Wind | Onshore | No | Wind |  | 10 | LV | England | South West |  |  | 282928.0 | 121610.0 | 2016
RES Group | Den Brook Wind Farm (GB) | Wind | Onshore | No | Wind |  | 18 | LV | England | South West | EX202BJ |  | 268496.0 | 101120.0 | 2016
RES Group | French Farm Wind Farm | Wind | Onshore | No | Wind |  | 4 | LV | England | Eastern |  |  | 528300.0 | 309000.0 | 2016
RES Group | Brackagh Quarry | Wind | Onshore | No | Wind |  | 5.001 | LV | Northern Ireland | Northern Ireland |  |  | 97617.0 | 556429.0 | 2016
RES Group | Rodbaston | Wind | Onshore | No | Wind |  | 4 | LV | England | West Midlands |  |  |  |  | 2016
RES Group | Mynydd Portref | Wind | Onshore | No | Wind |  | 12 | LV | Wales | Wales |  |  | 298897.0 | 185178.0 | 2017
RES Group | Turncole Wind Farm (GB) | Wind | Onshore | No | Wind |  | 17.5 | LV | England | Eastern | CM08NE |  | 598484.0 | 196719.0 | 2017
RES Group | Cour Wind Farm | Wind | Onshore | No | Wind |  | 20.5 | HV | Scotland | Scotland | PA286QL |  | 181005.0 | 648528.0 | 2017
RES Group | Mynydd Brombil | Wind | Onshore | No | Wind |  | 8 | LV | Wales | Wales |  |  | 279141.0 | 188569.0 | 2017
RES Group | Freasdail (GB) | Wind | Onshore | No | Wind |  | 22.5 | HV | Scotland | Scotland | PA296XR |  | 180721.0 | 660754.0 | 2017
RES Group | Minnygap (GB) | Wind | Onshore | No | Wind |  | 25 | HV | Scotland | Scotland | DG109PX |  | 307313.0 | 597397.0 | 2017
RES Group | Garreg Llwyd (GB) | Wind | Onshore | No | Wind |  | 30.4 | LV | Wales | Wales | LD16YS |  | 294491.0 | 272407.0 | 2017
RES Group | Llynfi Afan Renewable Energy Limited | Wind | Onshore | No | Wind |  | 24 | HV | Wales | Wales |  |  | 289252.0 | 196198.0 | 2017
RES Group | Tormywheel | Wind | Onshore | No | Wind |  | 30.75 | LV | Scotland | Scotland |  |  | 294905.0 | 655232.0 | 2017
RES Group | Pen Bryn Oer Wind Farm | Wind | Onshore | No | Wind |  | 6 | LV | Wales | Wales |  |  | 312065.0 | 209235.0 | 2017
RES Group | Beinneun Wind Farm | Wind | Onshore | No | Wind |  | 108.8 | HV | Scotland | Scotland | IV637YV |  |  |  | 2017
RES Group | Neilston (GB) | Wind | Onshore | No | Wind |  | 10 | LV | Scotland | Scotland | G784BZ |  | 245292.0 | 653952.0 | 2018
RES Group | Hallburn Farm Wind Farm | Wind | Onshore | No | Wind |  | 13.2 | LV | England | North west |  |  |  |  | 2018
RES Group | Castle Craig | Wind | Onshore | No | Wind |  | 25 | LV | Northern Ireland | Northern Ireland | BT817SN |  | 39597.0 | 540549.0 | 2018
RES Group | Little Raith (GB) | Wind | Onshore | No | Wind |  | 24.8 | LV | Scotland | Scotland | KY50AX |  |  |  | 2020
RES Group | Burton Wold South (GB) | Wind | Onshore | No | Wind |  | 8.25 | HV | England | East Midlands |  |  |  |  | 2017
RES Group | Muirhall South (GB) | Wind | Onshore | No | Wind |  | 8.25 | HV | Scotland | [5 empty] | 2016
RES Group | Solwaybank | Wind | Onshore | No | Wind |  | 30.4 | HV | Scotland | [5 empty] | 2020
RES Group | Blary Hill | Wind | Onshore | No | Wind |  | 35 | HV | England | Scotland | PA296UZ |  |  |  | 2022
River Nene | Peterborough Power Station | Fossil Fuel | Single cycle | No | Natural Gas |  | 245 | HV | England | Eastern | PE15NT |  | 518401.0 | 299217.0 | 1993
Riverside Resource Recovery | Riverside - Energy from Waste | Bioenergy | Bioenergy | No | MSW |  | 80 | HV | England | London | DA176JY |  | 547200.0 | 176500.0 | 2011
RWE Npower | Markinch | Bioenergy | Bioenergy | Yes | Biomass |  | 65 | LV | Scotland | Scotland | KY76GU |  | 327988.0 | 701561.0 | 2014
RWE Npower | Little Barford | Fossil Fuel | CCGT | No | Natural Gas |  | 723 | HV | England | Eastern | PE196YT |  | 519049.0 | 256838.0 | 1995
RWE Npower | Kings Lynn | Fossil Fuel | CCGT | No | Natural Gas |  | 395 | LV | England | Eastern | PE343RD |  |  |  | 1997
RWE Npower | Didcot B | Fossil Fuel | CCGT | No | Natural Gas |  | 1450 | HV | England | South East | OX117YU |  | 451077.0 | 182210.0 | 1998
RWE Npower | Seal Sands | Fossil Fuel | CCGT | No | Natural Gas |  | 55 | LV | England | North East | TS21FB |  |  |  | 1999
RWE Npower | Cheshire | Fossil Fuel | Single cycle | No | Natural Gas |  | 40 | LV | England | North West | CH651AF |  |  |  | 2000
RWE Npower | Great Yarmouth | Fossil Fuel | CCGT | No | Natural Gas |  | 420 | LV | England | Eastern | NR303PY |  | 652534.0 | 307744.0 | 2001
RWE Npower | Hythe | Fossil Fuel | Single cycle | No | Natural Gas |  | 44 | LV | England | South East | SO453BP |  |  |  | 2005
RWE Npower | Staythorpe | Fossil Fuel | CCGT | No | Natural Gas |  | 1772 | HV | England | East Midlands | NG235RQ |  | 475532.0 | 351265.0 | 2010
RWE Npower | Pembroke | Fossil Fuel | CCGT | No | Natural Gas |  | 2199 | HV | Wales | Wales | SA715SS |  | 193370.0 | 200137.0 | 2012
RWE Npower | Grimsby | Fossil Fuel | Single cycle | No | Natural Gas |  | 20 | LV | England | Yorkshire and Humber | DN312FW |  |  |  | 2018
RWE Npower | Garnedd | Hydro | Natural Flow | No | Hydro |  | 0.56 | LV | Wales | Wales |  |  | 269641.31455499999 | 353035.80387900001 | 1990
RWE Npower | Dulyn | Hydro | Natural Flow | No | Hydro |  | 0.505 | LV | Wales | Wales |  |  | 277754.0 | 368358.0 | 1998
RWE Npower | Croesor | Hydro | Natural Flow | No | Hydro |  | 0.505 | LV | Wales | Wales |  |  | 264900.0 | 346000.0 | 1999
RWE Npower | Glen Tarbert | Hydro | Natural Flow | No | Hydro |  | 0.85 | LV | Scotland | Scotland |  |  | 186600.0 | 760500.0 | 2000
RWE Npower | Auchtertyre | Hydro | Natural Flow | No | Hydro |  | 0.6 | LV | Scotland | Scotland |  |  | 235422.0 | 729327.0 | 2000
RWE Npower | Cwm Dyli | Hydro | Natural Flow | No | Hydro |  | 9.9 | LV | Wales | Wales |  |  | 257976.51233200001 | 360502.84342500003 | 2002
RWE Npower | High Head | Hydro | Natural Flow | No | Hydro |  | 17 | LV | Wales | Wales |  |  | 276927.54900200001 | 367625.06313700002 | 2002
RWE Npower | Garry Gualach | Hydro | Natural Flow | No | Hydro |  | 0.78 | LV | Scotland | Scotland |  |  | 216600.0 | 799800.0 | 2002
RWE Npower | Low Head | Hydro | Natural Flow | No | Hydro |  | 14.98 | LV | Wales | Wales |  |  | 276927.54900200001 | 367625.06313700002 | 2002
RWE Npower | Garrogie | Hydro | Natural Flow | No | Hydro |  | 2.4 | LV | Scotland | Scotland |  |  | 250100.0 | 813300.0 | 2005
RWE Npower | Braevallich | Hydro | Natural Flow | No | Hydro |  | 2.274 | LV | Scotland | Scotland |  |  | 196657.00008 | 706908.99997 | 2005
RWE Npower | Kielder | Hydro | Natural Flow | No | Hydro |  | 6 | LV | England | North East |  |  | 369887.329501 | 587826.78962699999 | 2006
RWE Npower | Inverbain | Hydro | Natural Flow | No | Hydro |  | 0.95 | LV | Scotland | Scotland |  |  | 178095.51863000001 | 856066.18485600001 | 2006
RWE Npower | River E | Hydro | Natural Flow | No | Hydro |  | 3 | LV | Scotland | Scotland |  |  | 251359.39736199999 | 818186.72195299994 | 2008
RWE Npower | Douglas Water | Hydro | Natural Flow | No | Hydro |  | 2.969 | LV | Scotland | Scotland |  |  | 204559.00006600001 | 706949.99997700006 | 2008
RWE Npower | Carnoch | Hydro | Natural Flow | No | Hydro |  | 1.35 | LV | Scotland | Scotland |  |  | 174589.83968400001 | 759870.61419600004 | 2009
RWE Npower | Inverlael | Hydro | Natural Flow | No | Hydro |  | 2.5 | LV | Scotland | Scotland |  |  | 218208.41789700001 | 885467.82440599997 | 2009
RWE Npower | Selset | Hydro | Natural Flow | No | Hydro |  | 0.75 | LV | England | North East |  |  | 390300.0 | 521200.0 | 2010
RWE Npower | Black Rock | Hydro | Natural Flow | No | Hydro |  | 3.5 | LV | Scotland | Scotland |  |  | 259900.0 | 866800.0 | 2012
RWE Npower | Maldie | Hydro | Natural Flow | No | Hydro |  | 4 | LV | Scotland | Scotland |  |  | 225150.0 | 934050.0 | 2013
RWE Npower | Cia Aig | Hydro | Natural Flow | No | Hydro |  | 3 | LV | Scotland | Scotland |  |  | 217196.0 | 788748.0 | 2016
RWE Npower | Grudie | Hydro | Natural Flow | No | Hydro |  | 2 | LV | Scotland | Scotland |  |  | 196459.0 | 867347.0 | 2017
RWE Npower | Glen Noe | Hydro | Natural Flow | No | Hydro |  | 2 | LV | Scotland | Scotland |  |  |  |  | 2021
RWE Npower | Didcot GT | Fossil Fuel | Single cycle | No | Diesel/Gas Oil |  | 100 | HV | England | South East | OX117YU |  | 451077.0 | 182210.0 | 1972
RWE Npower | Cowes | Fossil Fuel | Single cycle | No | Diesel/Gas Oil |  | 140 | LV | England | South East | PO326JF |  | 448472.0 | 93554.0 | 1982
RWE Npower | Little Barford GT | Fossil Fuel | Single cycle | No | Diesel/Gas Oil |  | 17 | HV | England | East Midlands | PE196YT |  | 519049.0 | 256838.0 | 2006
RWE Npower | North Hoyle | Wind | Offshore | No | Wind |  | 60 | LV | Wales | Wales |  | SJ0383892229 | 303823.0 | 392138.0 | 2004
RWE Npower | Scroby Sands | Wind | Offshore | No | Wind |  | 60 | LV | England | Eastern |  |  | 656417.0 | 311874.0 | 2004
RWE Npower | Rhyl Flats | Wind | Offshore | No | Wind |  | 90 | LV | Wales | Wales |  | SH9024488299 | 290990.0 | 388002.0 | 2009
RWE Npower | Robin Rigg West | Wind | Offshore | No | Wind |  | 90 | HV | Scotland | Scotland |  |  | 288785.0 | 540522.0 | 2010
RWE Npower | Robin Rigg East | Wind | Offshore | No | Wind |  | 84 | HV | Scotland | Scotland |  |  | 291005.0 | 542348.0 | 2010
RWE Npower | London Array | Wind | Offshore | No | Wind |  | 630 | HV | England | South East |  | TM459013 | 642078.0 | 197218.0 | 2013
RWE Npower | Gwynt y Mor | Wind | Offshore | No | Wind |  | 576 | HV | Wales | Wales |  | SH9482396924 | 292082.0 | 396482.0 | 2013
RWE Npower | Humber Gateway | Wind | Offshore | No | Wind |  | 219 | HV | England | Yorkshire and Humber |  |  | 528439.0 | 411181.0 | 2015
RWE Npower | Galloper | Wind | Offshore | No | Wind |  | 352.8 | HV | England | Eastern |  | TM7796929898 | 646316.0 | 262379.0 | 2017
RWE Npower | Rampion | Wind | Offshore | No | Wind |  | 400.2 | HV | England | South East |  |  | 525000.0 | 95000.0 | 2018
RWE Npower | Triton Knoll | Wind | Offshore | No | Wind |  | 857 | HV | England | North East |  |  |  |  | 2021
RWE Npower | Rhyd y Groes | Wind | Onshore | No | Wind |  | 6.6 | LV | Wales | Wales |  |  | 238500.0 | 393000.0 | 1992
RWE Npower | Great Eppleton (ex NFFO) | Wind | Onshore | No | Wind |  | 4.1 | LV | England | North East |  |  | 436900.0 | 548200.0 | 1997
RWE Npower | Hare Hill | Wind | Onshore | No | Wind |  | 2.3 | LV | England | North East |  |  | 442500.0 | 540500.0 | 2000
RWE Npower | Deucheran Hill (RO) | Wind | Onshore | No | Wind |  | 15.8 | LV | Scotland | Scotland |  |  | 177000.0 | 643000.0 | 2001
RWE Npower | Out Newton (RO) | Wind | Onshore | No | Wind |  | 9.1 | LV | England | Yorkshire and Humber |  |  | 538800.0 | 421200.0 | 2002
RWE Npower | Bowbeat (Emly Bank) - RO | Wind | Onshore | No | Wind |  | 15.6 | LV | Scotland | Scotland |  |  | 329600.0 | 647500.0 | 2002
RWE Npower | Bowbeat (Roughside) - RO | Wind | Onshore | No | Wind |  | 15.6 | LV | Scotland | Scotland |  |  | 333000.0 | 646200.0 | 2002
RWE Npower | High Volts RO | Wind | Onshore | No | Wind |  | 5.5 | LV | England | North East |  |  | 445200.0 | 533400.0 | 2004
RWE Npower | Hare Hill RO | Wind | Onshore | No | Wind |  | 2.75 | LV | England | North East |  |  | 442500.0 | 540500.0 | 2004
RWE Npower | Holmside | Wind | Onshore | No | Wind |  | 2.3 | LV | England | North East |  |  | 420800.0 | 550300.0 | 2004
RWE Npower | Holmside RO | Wind | Onshore | No | Wind |  | 2.75 | LV | England | North East |  |  | 419500.0 | 552500.0 | 2004
RWE Npower | High Volts | Wind | Onshore | No | Wind |  | 2.3 | LV | England | North East |  |  | 445600.0 | 533500.0 | 2004
RWE Npower | An Suidhe | Wind | Onshore | No | Wind |  | 19.3 | HV | Scotland | Scotland |  |  | 200483.0 | 707563.0 | 2005
RWE Npower | Burgar Hill | Wind | Onshore | No | Wind |  | 5 | LV | Scotland | Scotland |  |  | 334300.0 | 1026200.0 | 2006
RWE Npower | Hameldon Hill | Wind | Onshore | No | Wind |  | 6 | LV | England | North West |  |  | 389495.0 | 432441.0 | 2006
RWE Npower | Stags Holt | Wind | Onshore | No | Wind |  | 20 | LV | England | Eastern |  |  | 544000.0 | 299000.0 | 2007
RWE Npower | Knabs Ridge | Wind | Onshore | No | Wind |  | 16 | LV | England | Yorkshire and Humber |  |  | 423069.0 | 455946.0 | 2007
RWE Npower | Bilbster | Wind | Onshore | No | Wind |  | 3.9 | LV | Scotland | Scotland |  |  | 327150.0 | 951850.0 | 2007
RWE Npower | The Hollies | Wind | Onshore | No | Wind |  | 2.6 | LV | England | East Midlands |  |  | 549995.0 | 362998.0 | 2008
RWE Npower | Little Cheyne Court | Wind | Onshore | No | Wind |  | 59.8 | LV | England | South East |  |  | 598310.0 | 122060.0 | 2008
RWE Npower | Great Eppleton RO | Wind | Onshore | No | Wind |  | 4.1 | LV | England | North East |  |  | 436900.0 | 548200.0 | 2010
RWE Npower | Haswell Moor Circuit 1 | Wind | Onshore | No | Wind |  | 5.15 | LV | England | North East |  |  | 438085.0 | 541365.0 | 2010
RWE Npower | Lindhurst | Wind | Onshore | No | Wind |  | 9 | LV | England | East Midlands |  |  | 456880.0 | 358150.0 | 2010
RWE Npower | Lochelbank | Wind | Onshore | No | Wind |  | 9.6 | LV | Scotland | Scotland |  |  | 311440.0 | 713477.0 | 2010
RWE Npower | Haswell Moor Circuit 2 | Wind | Onshore | No | Wind |  | 5.15 | LV | England | North East |  |  | 438085.0 | 541365.0 | 2010
RWE Npower | Butterwick Moor Circuit 1 | Wind | Onshore | No | Wind |  | 9.4 | LV | England | North East |  |  | 439000.0 | 530000.0 | 2011
RWE Npower | Kiln Pit Hill | Wind | Onshore | No | Wind |  | 14 | LV | England | North East |  |  | 405590.0 | 554583.0 | 2011
RWE Npower | Butterwick Moor Circuit 2 | Wind | Onshore | No | Wind |  | 9.4 | LV | England | North East |  |  | 439000.0 | 530000.0 | 2011
RWE Npower | Hellrigg | Wind | Onshore | No | Wind |  | 9.2 | LV | England | North West |  |  | 313585.0 | 551775.0 | 2012
RWE Npower | Tween Bridge | Wind | Onshore | No | Wind |  | 44 | LV | England | Yorkshire and Humber |  |  | 469324.0 | 416182.0 | 2012
RWE Npower | Novar 2 | Wind | Onshore | No | Wind |  | 36.8 | HV | Scotland | Scotland |  |  | 255500.0 | 871500.0 | 2012
RWE Npower | Rosehall | Wind | Onshore | No | Wind |  | 24.7 | LV | Scotland | Scotland |  |  | 249550.0 | 903550.0 | 2013
RWE Npower | Camster | Wind | Onshore | No | Wind |  | 50 | LV | Scotland | Scotland |  |  | 325800.0 | 947400.0 | 2013
RWE Npower | Hameldon Hill Extension | Wind | Onshore | No | Wind |  | 6 | LV | England | North West |  |  | 379914.0 | 430561.0 | 2013
RWE Npower | Bradwell | Wind | Onshore | No | Wind |  | 20.5 | LV | England | Eastern |  |  | 595000.0 | 205000.0 | 2013
RWE Npower | Goole Fields A | Wind | Onshore | No | Wind |  | 33 | HV | England | Yorkshire and Humber |  |  | 473487.0 | 419400.0 | 2013
RWE Npower | Middlemoor | Wind | Onshore | No | Wind |  | 54 | LV | England | North East |  |  | 414765.0 | 622786.0 | 2013
RWE Npower | Goole Fields B | Wind | Onshore | No | Wind |  | 34.85 | HV | England | Yorkshire and Humber |  |  | 473632.0 | 420610.0 | 2016
RWE Npower | Brechfa Forest West | Wind | Onshore | No | Wind |  | 57.4 | HV | Wales | Wales |  |  | 251493.0 | 233864.0 | 2018
RWE Npower | Bad a Cheo | Wind | Onshore | No | Wind |  | 26.65 | HV | Scotland | Scotland |  |  | 316615.0 | 948900.0 | 2018
RWE Npower | Mynydd y Gwair | Wind | Onshore | No | Wind |  | 32.8 | HV | Wales | Wales |  |  | 265400.0 | 208320.0 | 2019
RWE Npower | Clocaenog Forest | Wind | Onshore | No | Wind |  | 96 | HV | Wales | Wales |  |  | 301568.0 | 359344.0 | 2019
Scira Offshore Energy | Sheringham Shoal BMU 1 | Wind | Offshore | No | Wind |  | 158 | HV | England | Eastern |  |  | 610671.0 | 364425.0 | 2012
Scira Offshore Energy | Sheringham Shoal BMU 2 | Wind | Offshore | No | Wind |  | 158 | HV | England | Eastern |  |  | 610671.0 | 364425.0 | 2012
Scira Offshore Energy | Dudgeon BMU 1 | Wind | Offshore | No | Wind |  | 108 | HV | England | Eastern |  |  | 575000.0 | 361000.0 | 2017
Scira Offshore Energy | Hywind BMU 1 | Wind | Offshore | No | Wind |  | 30 | HV | Scotland | Scotland |  |  | 433500.0 | 846500.0 | 2017
Scira Offshore Energy | Dudgeon BMU 2 | Wind | Offshore | No | Wind |  | 90 | HV | England | Eastern |  |  | 575000.0 | 361000.0 | 2017
Scira Offshore Energy | Dudgeon BMU 3 | Wind | Offshore | No | Wind |  | 102 | HV | England | Eastern |  |  | 575000.0 | 361000.0 | 2017
Scira Offshore Energy | Dudgeon BMU 4 | Wind | Offshore | No | Wind |  | 102 | HV | England | Eastern |  |  | 575000.0 | 361000.0 | 2017
Scottish Power | Carland Cross PV | Solar | PV | No | Solar |  | 10 | LV | England | South West | TR85JB |  |  |  | 2022
Scottish Power | EA1 | Wind | Offshore | No | Wind |  | 714 | HV | England | Eastern |  |  |  |  | 2019
Scottish Power | P&L | Wind | Onshore | No | Wind |  | 30.6 | LV | Wales | Wales | SY164BP |  | 302860.0 | 288543.0 | 1993
Scottish Power | Corkey | Wind | Onshore | No | Wind |  | 5 | LV | Northern Ireland | Northern Ireland | BT449JB |  | 126222.0 | 580523.0 | 1995
Scottish Power | Elliot's Hill | Wind | Onshore | No | Wind |  | 5 | LV | Northern Ireland | Northern Ireland | BT390TD |  | 134974.0 | 546006.0 | 1995
Scottish Power | Rigged Hill | Wind | Onshore | No | Wind |  | 5 | LV | Northern Ireland | Northern Ireland | BT490QJ |  | 90731.0 | 589745.0 | 1995
Scottish Power | Hagshaw Hill I | Wind | Onshore | No | Wind |  | 15.6 | LV | Scotland | Scotland | ML110RR |  | 278980.0 | 630740.0 | 1996
Scottish Power | Hare Hill I | Wind | Onshore | No | Wind |  | 13.2 | LV | Scotland | Scotland | KA184NW |  | 265320.0 | 609703.0 | 2000
Scottish Power | Dun Law I | Wind | Onshore | No | Wind |  | 17.16 | LV | Scotland | Scotland | TD26RA |  | 344600.0 | 657500.0 | 2000
Scottish Power | Beinn an Tuirc I | Wind | Onshore | No | Wind |  | 29.7 | LV | Scotland | Scotland | PA286QY |  | 173950.0 | 636900.0 | 2002
Scottish Power | Cruach Mhor | Wind | Onshore | No | Wind |  | 29.75 | LV | Scotland | Scotland | PA223AE |  | 203500.0 | 687500.0 | 2004
Scottish Power | Black Law I | Wind | Onshore | No | Wind |  | 124.2 | HV | Scotland | Scotland | ML118BW |  | 290998.0 | 653991.0 | 2005
Scottish Power | Coldham | Wind | Onshore | No | Wind |  | 16 | LV | England | Eastern | PE14OLX |  | 525748.0 | 299048.0 | 2005
Scottish Power | Beinn Tharsuinn | Wind | Onshore | No | Wind |  | 29.75 | HV | Scotland | Scotland | IV191LH |  | 261700.0 | 881900.0 | 2005
Scottish Power | Callagheen | Wind | Onshore | No | Wind |  | 16.9 | LV | Northern Ireland | Northern Ireland | BT934AL |  | 10820.0 | 521167.0 | 2006
Scottish Power | Wether Hill | Wind | Onshore | No | Wind |  | 18.2 | LV | Scotland | Scotland | DG73UG |  | 270000.0 | 594000.0 | 2007
Scottish Power | Whitelee | Wind | Onshore | No | Wind |  | 322 | HV | Scotland | Scotland | KA36EX |  | 256800.0 | 645435.0 | 2007
Scottish Power | Hagshaw Hill II | Wind | Onshore | No | Wind |  | 26 | LV | Scotland | Scotland | ML110RR |  | 278965.0 | 630750.0 | 2008
Scottish Power | Wolf Bog | Wind | Onshore | No | Wind |  | 10 | LV | Northern Ireland | Northern Ireland | BT390TD |  | 137865.0 | 553129.0 | 2008
Scottish Power | Green Knowes | Wind | Onshore | No | Wind |  | 27 | LV | Scotland | Scotland | FK147YJ |  | 296850.0 | 707550.0 | 2008
Scottish Power | Clachan Flats | Wind | Onshore | No | Wind |  | 15.03 | HV | Scotland | Scotland | PA268BJ |  | 217950.0 | 714520.0 | 2009
Scottish Power | Dun Law II | Wind | Onshore | No | Wind |  | 29.75 | HV | Scotland | Scotland | TD26RA |  | 346582.0 | 657530.0 | 2009
Scottish Power | Arecleoch | Wind | Onshore | No | Wind |  | 120 | HV | Scotland | Scotland | KA260SJ |  | 221500.0 | 578500.0 | 2010
Scottish Power | Mark Hill | Wind | Onshore | No | Wind |  | 56 | HV | Scotland | Scotland | KA260PX |  | 225000.0 | 585000.0 | 2011
Scottish Power | Lynemouth | Wind | Onshore | No | Wind |  | 26 | LV | England | North East | NB639AT |  | 429400.0 | 589799.0 | 2012
Scottish Power | Whitelee II | Wind | Onshore | No | Wind |  | 217.02 | HV | Scotland | Scotland | KA36EX |  | 254220.0 | 640867.0 | 2012
Scottish Power | Beinn an Tuirc II | Wind | Onshore | No | Wind |  | 43.7 | HV | Scotland | Scotland | PA286QY |  | 173950.0 | 636900.0 | 2012
Scottish Power | Carland Cross RP | Wind | Onshore | No | Wind |  | 20 | LV | England | South West | TR85JB |  | 184500.0 | 54500.0 | 2013
Scottish Power | Middleton | Wind | Onshore | No | Wind |  | 12 | LV | Scotland | Scotland | G776PZ |  | 253158.0 | 656019.0 | 2013
Scottish Power | Harestanes | Wind | Onshore | No | Wind |  | 136 | HV | Scotland | Scotland | DG111TU |  | 300000.0 | 595000.0 | 2013
Scottish Power | Coal Clough RP | Wind | Onshore | No | Wind |  | 16 | LV | England | North West | BB104RR |  | 390207.0 | 428154.0 | 2014
Scottish Power | Black Law II | Wind | Onshore | No | Wind |  | 63.43 | HV | Scotland | Scotland | ML118EW |  | 289500.0 | 653500.0 | 2016
Scottish Power | Ewe Hill I | Wind | Onshore | No | Wind |  | 13.8 | LV | Scotland | Scotland | DG112QG |  | 315000.0 | 580000.0 | 2016
Scottish Power | Dersalloch | Wind | Onshore | No | Wind |  | 69 | HV | Scotland | Scotland | KA197NJ |  | 242500.0 | 603500.0 | 2016
Scottish Power | Hare Hill II | Wind | Onshore | No | Wind |  | 29.75 | HV | Scotland | Scotland | KA184NW |  | 265931.0 | 613982.0 | 2016
Scottish Power | Kilgallioch | Wind | Onshore | No | Wind |  | 239 | HV | Scotland | Scotland | KA260RF |  | 223000.0 | 578000.0 | 2016
Scottish Power | Ewe Hill II | Wind | Onshore | No | Wind |  | 36.8 | HV | Scotland | Scotland | DG112QG |  | 315000.0 | 580000.0 | 2017
Scottish Power | Glenapp | Wind | Onshore | No | Wind |  | 22 | HV | Scotland | Scotland | KA260PG |  | 208000.0 | 573000.0 | 2017
Scottish Power | Halsary | Wind | Onshore | No | Wind |  | 30 | HV | Scotland | Scotland | KW126UW |  |  |  | 2020
Scottish Power | Beinn an Tuirc III | Wind | Onshore | No | Wind |  | 49.95 | HV | Scotland | Scotland | PA286QY |  | 173950 | 636900 | 2021
Sembcorp Utilities | Wilton 10 Biomass | Bioenergy | Bioenergy | Yes | Biomass |  | 33.276 | HV | England | North East | TS908WS |  | 456536.0 | 520395.0 | 2007
Sembcorp Utilities | Wilton 11 | Bioenergy | Bioenergy | No | MSW |  | 49 | HV | England | North East |  |  | 458191.0 | 520347.0 | 2016
Sembcorp Utilities | Wilton International | Fossil Fuel | Conventional steam | Yes | Natural Gas | Oil | 120 | HV | England | North East | TS908WS |  | 458275.0 | 517359.0 | 1952
SSE Group | Slough Heat & Power | Bioenergy | Bioenergy | Yes | Biomass |  | 35 | LV | England | South East | SL14TT |  | 495316.0 | 181476.0 | 2014
SSE Group | Peterhead | Fossil Fuel | CCGT | No | Natural Gas |  | 1180 | HV | Scotland | Scotland | AB423BZ |  | 412790.0 | 843093.0 | 1980
SSE Group | Keadby | Fossil Fuel | CCGT | No | Natural Gas |  | 735 | HV | England | East Midlands | DN173EF |  | 483280.0 | 411671.0 | 1982
SSE Group | Medway | Fossil Fuel | CCGT | No | Natural Gas |  | 755 | HV | England | South East | ME30AG |  | 586916.0 | 174008.0 | 1995
SSE Group | Burghfield | Fossil Fuel | Single cycle | No | Natural Gas |  | 50 | HV | England | South East | RG303UW |  | 466926.0 | 166323.0 | 1998
SSE Group | Chickerell | Fossil Fuel | Single cycle | No | Natural Gas |  | 50 | HV | England | South West | DT49XH |  | 364051.0 | 80933.0 | 1998
SSE Group | Chippenham | Fossil Fuel | Single cycle | No | Natural Gas |  | 10.07 | HV | England | South West | SN151RS |  | 391412.0 | 173455.0 | 2002
SSE Group | Rannoch | Hydro | Natural Flow | No | Hydro |  | 45 | LV | Scotland | Scotland | PH173QP |  | 265618.90567399998 | 758237.41850399994 | 1930
SSE Group | Tummel | Hydro | Natural Flow | No | Hydro |  | 34 | LV | Scotland | Scotland | PH165SB |  | 261249.15323600001 | 580838.54599699995 | 1933
SSE Group | Cladach Dam | Hydro | Natural Flow | No | Hydro |  | 0.22 | LV | Scotland | Scotland |  | NS014376 | 219715.0 | 595201.0 | 1949
SSE Group | Pitlochry Power Station - A | Hydro | Natural Flow | No | Hydro |  | 15 | HV | Scotland | Scotland |  | NN936577 | 293515.0 | 757730.0 | 1950
SSE Group | Morar Power Station - A,C | Hydro | Natural Flow | No | Hydro |  | 0.75 | LV | Scotland | Scotland |  | NM682922 | 168582.025887 | 792663.62937500002 | 1950
SSE Group | Nostie Bridge Power Station - A | Hydro | Natural Flow | No | Hydro |  | 1.3 | LV | Scotland | Scotland |  | NH852274 | 185143.85883700001 | 826708.608687 | 1950
SSE Group | Grudie Bridge Power Station - A, G | Hydro | Natural Flow | No | Hydro |  | 18.66 | LV | Scotland | Scotland |  | NH310624 | 231315.68004800001 | 862293.36975099996 | 1950
SSE Group | Clunie | Hydro | Natural Flow | No | Hydro |  | 61.2 | HV | Scotland | Scotland | PH165NF |  | 293345.89585299999 | 757790.00295600004 | 1950
SSE Group | Sloy | Hydro | Natural Flow | No | Hydro |  | 152.5 | HV | Scotland | Scotland | G837DP |  | 232178.80345499999 | 709714.41867299995 | 1950
SSE Group | Clunie Dam - A | Hydro | Natural Flow | No | Hydro |  | 0.175 | LV | Scotland | Scotland |  | NN884603 | 293345.89585299999 | 757790.00295600004 | 1950
SSE Group | Pitlochry Compensation Generation - A | Hydro | Natural Flow | No | Hydro |  | 0.059 | LV | Scotland | Scotland |  | NN936577 | 293500.038046 | 757752.01422899996 | 1950
SSE Group | Striven Power Station - A | Hydro | Natural Flow | No | Hydro |  | 8 | LV | Scotland | Scotland |  | NS056840 | 205595.0 | 683990.0 | 1951
SSE Group | Fasnakyle | Hydro | Natural Flow | No | Hydro |  | 69 | HV | Scotland | Scotland |  | NH319296 | 226977.973512 | 827215.18281999999 | 1951
SSE Group | Kerry Falls Power Station | Hydro | Natural Flow | No | Hydro |  | 1.25 | LV | Scotland | Scotland |  | NG829720 | 181231.12067100001 | 875180.63170899998 | 1951
SSE Group | Beannachran Dam - A | Hydro | Natural Flow | No | Hydro |  | 0.16 | LV | Scotland | Scotland |  | NN325394 | 233926.125814 | 831784.38433300005 | 1951
SSE Group | Storr Lochs Power Station - A | Hydro | Natural Flow | No | Hydro |  | 2.4 | LV | Scotland | Scotland |  | NG515527 | 147915.64170899999 | 843505.35491899995 | 1952
SSE Group | Lussa Power Station - A | Hydro | Natural Flow | No | Hydro |  | 2.4 | LV | Scotland | Scotland |  | NR735261 | 176153.721105 | 625756.90955900005 | 1952
SSE Group | Dundreggan Dam A | Hydro | Natural Flow | No | Hydro |  | 0.16 | LV | Scotland | Scotland |  | NH357156 | 231413.082559 | 813651.70164300001 | 1953
SSE Group | Tobermory Power Station - A,E | Hydro | Natural Flow | No | Hydro |  | 0.28 | LV | Scotland | Scotland |  | NM503550 | 148722.419823 | 755603.40267500002 | 1953
SSE Group | Gaur Power Station - A | Hydro | Natural Flow | No | Hydro |  | 7.9 | LV | Scotland | Scotland |  | NN464579 | 247261.333874 | 757140.631283 | 1953
SSE Group | Torr Achilty Power Station - A,E | Hydro | Natural Flow | No | Hydro |  | 15 | LV | Scotland | Scotland |  | NH446545 | 244418.37481199999 | 854546.61670599994 | 1954
SSE Group | Loch Dubh | Hydro | Natural Flow | No | Hydro |  | 1.2 | LV | Scotland | Scotland |  | NC149012 | 213243.84406900001 | 901138.944043 | 1954
SSE Group | Luichart | Hydro | Natural Flow | No | Hydro |  | 34 | HV | Scotland | Scotland | IV149EW |  | 231809.687121 | 862261.33658100001 | 1954
SSE Group | Meig Dam | Hydro | Natural Flow | No | Hydro |  | 0.076 | LV | Scotland | Scotland |  | NH375560 | 237124.664659 | 855942.36082399997 | 1954
SSE Group | Luichart Dam - A | Hydro | Natural Flow | No | Hydro |  | 0.085 | LV | Scotland | Scotland |  | NH389579 | 232652.83906500001 | 862232.74855599995 | 1954
SSE Group | Mullardoch Power Station - A,C | Hydro | Natural Flow | No | Hydro |  | 2.4 | LV | Scotland | Scotland |  | NH223310 | 222860.0 | 831415.0 | 1955
SSE Group | Quoich Power Station - A, E, G | Hydro | Natural Flow | No | Hydro |  | 18.05 | LV | Scotland | Scotland |  | NH107012 | 216881.8432 | 800852.89049999998 | 1955
SSE Group | Finlarig Power Station - A,G | Hydro | Natural Flow | No | Hydro |  | 16.5 | HV | Scotland | Scotland |  | NN585345 | 257077.347893 | 733907.81862599996 | 1955
SSE Group | Clachan | Hydro | Natural Flow | No | Hydro |  | 40 | LV | Scotland | Scotland |  | NN192133 | 148598.006933 | 866496.66653699998 | 1955
SSE Group | Errochty | Hydro | Natural Flow | No | Hydro |  | 75 | HV | Scotland | Scotland | PH165SD |  | 280853.25648699998 | 765408.19507100002 | 1955
SSE Group | Quoich Dam - A | Hydro | Natural Flow | No | Hydro |  | 0.32 | LV | Scotland | Scotland |  | NH071023 | 216881.84323299999 | 800852.89049599995 | 1955
SSE Group | Allt Na Lairige Power Station | Hydro | Natural Flow | No | Hydro |  | 6 | LV | Scotland | Scotland |  | NN231164 | 220655.0 | 714679.0 | 1956
SSE Group | Ceannacroc Power Station - A, E | Hydro | Natural Flow | No | Hydro |  | 16.5 | LV | Scotland | Scotland |  | NH224108 | 222745.0 | 810690.0 | 1956
SSE Group | Invergarry Power Station - A,E | Hydro | Natural Flow | No | Hydro |  | 19.975 | HV | Scotland | Scotland |  | NH319013 | 231930.0 | 801320.0 | 1956
SSE Group | Kilmelford Power Station - A, C, | Hydro | Natural Flow | No | Hydro |  | 2 | LV | Scotland | Scotland |  | NM541144 | 183921.68693900001 | 712587.00644599996 | 1956
SSE Group | Achanalt Power Station - A | Hydro | Natural Flow | No | Hydro |  | 3.1 | LV | Scotland | Scotland |  | NH309620 | 225895.0 | 861615.0 | 1956
SSE Group | Cluanie Dam - A | Hydro | Natural Flow | No | Hydro |  | 0.32 | LV | Scotland | Scotland |  | NH185099 | 218164.204031 | 809842.51726600004 | 1956
SSE Group | Awe Barrage - A | Hydro | Natural Flow | No | Hydro |  | 0.886 | LV | Scotland | Scotland |  | NN046287 | 202987.0 | 729485.0 | 1956
SSE Group | Kilmelford Compset A,C | Hydro | Natural Flow | No | Hydro |  | 0.082 | LV | Scotland | Scotland |  | NM541144 | 183921.68693900001 | 712587.00644599996 | 1956
SSE Group | Loyne Power Station - A,C | Hydro | Natural Flow | No | Hydro |  | 0.55 | LV | Scotland | Scotland |  | NH200079 | 228554.88977000001 | 813307.01867400005 | 1956
SSE Group | Tralaig Power Station | Hydro | Natural Flow | No | Hydro |  | 0.084 | LV | Scotland | Scotland |  | NM871169 | 183921.68693900001 | 712587.00644599996 | 1956
SSE Group | Vaich Power Station | Hydro | Natural Flow | No | Hydro |  | 0.32 | LV | Scotland | Scotland |  | NH321726 | 234419.67884499999 | 875106.58660599997 | 1956
SSE Group | Ceannacroc Compensation Generator | Hydro | Natural Flow | No | Hydro |  | 3.5 | LV | Scotland | Scotland |  | NH224108 | 222745.0 | 810690.0 | 1956
SSE Group | St Fillans Power Station - A, G | Hydro | Natural Flow | No | Hydro |  | 16.83 | LV | Scotland | Scotland |  | NN691246 | 269101.60388900002 | 724133.42061899998 | 1957
SSE Group | Sron Mor Power Station - A,C | Hydro | Natural Flow | No | Hydro |  | 5 | LV | Scotland | Scotland |  | NN161201 | 264850.0 | 798415.0 | 1957
SSE Group | Mossford Power Station - A,G | Hydro | Natural Flow | No | Hydro |  | 18.66 | HV | Scotland | Scotland |  | NH330633 | 233010.426393 | 863187.36691300001 | 1957
SSE Group | Glenmoriston | Hydro | Natural Flow | No | Hydro |  | 37 | HV | Scotland | Scotland | IV36YH |  | 230869.824876 | 812928.10700800002 | 1957
SSE Group | Stronuich Power Station - A | Hydro | Natural Flow | No | Hydro |  | 0.18 | LV | Scotland | Scotland |  | NN507419 | 250616.896446 | 742103.88824100001 | 1957
SSE Group | Dalchonize Power Station-A,C | Hydro | Natural Flow | No | Hydro |  | 4 | LV | Scotland | Scotland |  | NN740220 | 274035.0 | 721990.0 | 1958
SSE Group | Shin Power Station-A,G | Hydro | Natural Flow | No | Hydro |  | 18.62 | LV | Scotland | Scotland |  | NH574974 | 257261.32734300001 | 897258.47946900001 | 1958
SSE Group | Lochay | Hydro | Natural Flow | No | Hydro |  | 46 | HV | Scotland | Scotland |  | NN545350 | 256968.202407 | 734182.06732699997 | 1958
SSE Group | Shin Diversion Dam - A | Hydro | Natural Flow | No | Hydro |  | 0.1 | LV | Scotland | Scotland |  | NC582051 | 257261.32734300001 | 897258.47946900001 | 1958
SSE Group | Lubreoch Power Station - A | Hydro | Natural Flow | No | Hydro |  | 4 | LV | Scotland | Scotland |  | NN454418 | 245250.958315 | 741685.36456999998 | 1958
SSE Group | Lochay Compensation Generator | Hydro | Natural Flow | No | Hydro |  | 2 | LV | Scotland | Scotland |  | NN545350 | 258746.51913299999 | 733924.38001600001 | 1958
SSE Group | Lochay Fish Pass Generator - C | Hydro | Natural Flow | No | Hydro |  | 0.054 | LV | Scotland | Scotland |  | NN545350 | 256968.202407 | 734182.06732699997 | 1958
SSE Group | Cassley Power Station - A,C,E | Hydro | Natural Flow | No | Hydro |  | 10 | LV | Scotland | Scotland |  | NC396232 | 247325.0 | 901540.0 | 1959
SSE Group | Cashlie Power Station - A,C | Hydro | Natural Flow | No | Hydro |  | 11 | LV | Scotland | Scotland |  | NN507421 | 248530.0 | 741735.0 | 1959
SSE Group | Orrin Power Station- A | Hydro | Natural Flow | No | Hydro |  | 18 | HV | Scotland | Scotland |  | NH436546 | 246905.0 | 851695.0 | 1959
SSE Group | Cuaich Power Station - A,C | Hydro | Natural Flow | No | Hydro |  | 2.5 | LV | Scotland | Scotland |  | NN574868 | 263487.841273 | 784203.521908 | 1959
SSE Group | Trinafour Power Station - A | Hydro | Natural Flow | No | Hydro |  | 0.55 | LV | Scotland | Scotland |  | NN725648 | 270988.13688900002 | 765725.19146 | 1959
SSE Group | Duchally Power Station - A,C,E | Hydro | Natural Flow | No | Hydro |  | 0.45 | LV | Scotland | Scotland |  | NC368203 | 238694.128218 | 916750.91899200005 | 1959
SSE Group | Lairg Power Station | Hydro | Natural Flow | No | Hydro |  | 3.5 | LV | Scotland | Scotland |  | NC575070 | 249712.919287 | 916014.00856600003 | 1959
SSE Group | Gisla Power Station - A | Hydro | Natural Flow | No | Hydro |  | 0.72 | LV | Scotland | Scotland |  | NB129258 | 113291.038795 | 926162.88476399996 | 1960
SSE Group | Chliostair Power Station - A,C | Hydro | Natural Flow | No | Hydro |  | 1.32 | LV | Scotland | Scotland |  | NB059092 | 120328.967017 | 908665.53669900005 | 1960
SSE Group | Loch Gair Power Station - A,C | Hydro | Natural Flow | No | Hydro |  | 6 | LV | Scotland | Scotland |  | NR925908 | 192865.0 | 691305.0 | 1961
SSE Group | Lednock Power Station - A | Hydro | Natural Flow | No | Hydro |  | 3 | LV | Scotland | Scotland |  | NN698304 | 276730.0 | 722040.0 | 1961
SSE Group | Livishie Power Station - A | Hydro | Natural Flow | No | Hydro |  | 15 | LV | Scotland | Scotland |  | NH353160 | 240245.0 | 817495.0 | 1962
SSE Group | Aigas Power Station - A,E | Hydro | Natural Flow | No | Hydro |  | 20 | HV | Scotland | Scotland |  | NH474437 | 247395.0 | 843655.0 | 1962
SSE Group | Kilmorack Power Station -A,E | Hydro | Natural Flow | No | Hydro |  | 20 | HV | Scotland | Scotland |  | NH494442 | 249410.0 | 844225.0 | 1962
SSE Group | Culligran Power Station Unit 2 - A | Hydro | Natural Flow | No | Hydro |  | 17.1 | HV | Scotland | Scotland |  | NH378405 | 231877.310669 | 839888.30312599998 | 1962
SSE Group | Loch Ericht Power Station - A | Hydro | Natural Flow | No | Hydro |  | 2.2 | LV | Scotland | Scotland |  | NN553728 | 262079.87718099999 | 783677.43128999998 | 1962
SSE Group | Culligran Comp Set - A,C,E | Hydro | Natural Flow | No | Hydro |  | 2 | HV | Scotland | Scotland |  | NH378405 | 231877.310669 | 839888.30312599998 | 1962
SSE Group | Mucomir Power Station | Hydro | Natural Flow | No | Hydro |  | 1.9 | LV | Scotland | Scotland |  | NN183838 | 218350.0 | 783900.0 | 1962
SSE Group | Nant Power Station - A,E | Hydro | Natural Flow | No | Hydro |  | 15 | HV | Scotland | Scotland |  | NN016207 | 203606.80395999999 | 723291.404201 | 1963
SSE Group | Inverawe | Hydro | Natural Flow | No | Hydro |  | 25 | LV | Scotland | Scotland | PA351HQ |  | 202299.54597899999 | 730929.48161799996 | 1963
SSE Group | Deanie | Hydro | Natural Flow | No | Hydro |  | 38 | HV | Scotland | Scotland | IV47JX |  | 219200.00004499999 | 710099.99998600001 | 1963
SSE Group | Misgeach Power Station - A | Hydro | Natural Flow | No | Hydro |  | 0.35 | LV | Scotland | Scotland |  | NH183381 | 229571.01829800001 | 838608.37607100001 | 1963
SSE Group | Foyers Falls Power Station | Hydro | Natural Flow | No | Hydro |  | 5.2 | LV | Scotland | Scotland |  | NH497210 | 249845.0 | 820010.0 | 1968
SSE Group | River Cuileig | Hydro | Natural Flow | No | Hydro |  | 3.3 | LV | Scotland | Scotland |  | NH193789 | 219300.0 | 878900.0 | 2002
SSE Group | Orrin Dam - A | Hydro | Natural Flow | No | Hydro |  | 0.256 | LV | Scotland | Scotland |  | NH403503 | 245505.394088 | 856091.61578800005 | 2002
SSE Group | Invergarry Dam - A, E | Hydro | Natural Flow | No | Hydro |  | 0.24 | LV | Scotland | Scotland |  | NH319413 | 238862.965222 | 809324.00929800002 | 2003
SSE Group | Kingairloch Power Station - A,C | Hydro | Natural Flow | No | Hydro |  | 3.5 | LV | Scotland | Scotland |  | NM810547 | 184177.03533499999 | 752489.46736999997 | 2005
SSE Group | Fasnakyle Compensation Generator - A, C | Hydro | Natural Flow | No | Hydro |  | 7.701 | LV | Scotland | Scotland |  | NH319296 | 226977.973512 | 827215.18281999999 | 2006
SSE Group | Glendoe Hydro Power Station | Hydro | Natural Flow | No | Hydro |  | 100 | HV | Scotland | Scotland |  | NH406079 | 238719.406541 | 808777.04899200005 | 2008
SSE Group | Bowmore | Fossil Fuel | Single Cycle | No | Diesel/Gas Oil |  | 6 | HV | Scotland | Scotland | PA437LL |  | 132024.0 | 660214.0 | 1946
SSE Group | Kirkwall | Fossil Fuel | Single Cycle | No | Diesel/Gas Oil |  | 16 | HV | Scotland | Scotland | KW151AN |  | 344667.0 | 1010985.0 | 1952
SSE Group | Stornoway | Fossil Fuel | Single Cycle | No | Diesel/Gas Oil |  | 23 | HV | Scotland | Scotland |  |  | 143150.0 | 932158.0 | 1952
SSE Group | Lerwick | Fossil Fuel | Single cycle | No | Diesel/Gas Oil |  | 67 | LV | Scotland | Scotland | ZE10PS |  | 446456.0 | 1142790.0 | 1953
SSE Group | Tiree | Fossil Fuel | Single Cycle | No | Diesel/Gas Oil |  | 2.5 | HV | Scotland | Scotland | PA776UP |  | 100030.0 | 744120.0 | 1953
SSE Group | Loch Carnan | Fossil Fuel | Single Cycle | No | Diesel/Gas Oil |  | 11 | HV | Scotland | Scotland |  |  | 83233.0 | 842636.0 | 1972
SSE Group | Barra | Fossil Fuel | Single Cycle | No | Diesel/Gas Oil |  | 2.5 | HV | Scotland | Scotland | HS95YA |  | 71706.0 | 803309.0 | 1986
SSE Group | Thatcham | Fossil Fuel | Single cycle | No | Diesel/Gas Oil |  | 9 | HV | England | South East | RG194PP |  | 451330.0 | 157079.0 | 1994
SSE Group | Arnish | Fossil Fuel | Single Cycle | No | Diesel/Gas Oil |  | 10 | HV | Scotland | Scotland |  |  | 142229.0 | 930499.0 | 2000
SSE Group | SSE Arena Belfast | Solar | PV | No | Solar |  | 0.41992 | LV | Northern Ireland | Northern Ireland |  | NW473302 | 147232.0 | 530243.0 | 2017
SSE Group | Greater Gabbard | Wind | Offshore | No | Wind |  | 504 | HV | England | Eastern |  | TM714315 | 670237.0 | 231640.0 | 2011
SSE Group | Beatrice Offshore windfarm | Wind | Offshore | No | Wind |  | 588 | HV | Scotland | Scotland |  | ND500486 | 344074.0 | 911416.0 | 2018
SSE Group | Bessy Bell Windfarm | Wind | Onshore | No | Wind |  | 5 | LV | Northern Ireland | Northern Ireland | BT784EZ |  | 49687.0 | 547922.0 | 1995
SSE Group | Tangy Wind Farm - A | Wind | Onshore | No | Wind |  | 18.52 | LV | Scotland | Scotland |  | NR685282 | 167373.0 | 626330.0 | 2002
SSE Group | Artfield Fell Windfarm - A,C | Wind | Onshore | No | Wind |  | 28.6 | LV | Scotland | Scotland |  | NX236659 | 223005.0 | 567000.0 | 2005
SSE Group | Hadyard Hill Windfarm - A,C | Wind | Onshore | No | Wind |  | 119.8 | HV | Scotland | Scotland |  | NX279982 | 227133.0 | 597446.0 | 2005
SSE Group | Bessy Bell Windfarm (NI) Limited | Wind | Onshore | No | Wind |  | 9 | LV | Northern Ireland | Northern Ireland | H395815 |  | 51953.0 | 543825.0 | 2008
SSE Group | Drumderg Windfarm | Wind | Onshore | No | Wind |  | 36.8 | LV | Scotland | Scotland |  | NO180538 | 324500.0 | 748500.0 | 2008
SSE Group | Fairburn Windfarm | Wind | Onshore | No | Wind |  | 40 | LV | Scotland | Scotland |  | NH426534 | 242550.0 | 852250.0 | 2009
SSE Group | Toddleburn Windfarm | Wind | Onshore | No | Wind |  | 27.6 | HV | Scotland | Scotland |  | NT433499 | 345050.0 | 653150.0 | 2010
SSE Group | Achany Windfarm | Wind | Onshore | No | Wind |  | 38 | LV | Scotland | Scotland |  | NC480018 | 252350.0 | 904150.0 | 2010
SSE Group | Slieve Kirk Windfarm | Wind | Onshore | No | Wind |  | 73.6 | HV | Northern Ireland | Northern Ireland | BT473RL |  | 61258.0 | 571215.0 | 2011
SSE Group | Clyde Windfarm (South) | Wind | Onshore | No | Wind |  | 128.8 | LV | Scotland | Scotland |  | NS982134 | 302500.0 | 617500.0 | 2011
SSE Group | Griffin Wind Farm | Wind | Onshore | No | Wind |  | 188.6 | HV | Scotland | Scotland |  | NN910427 | 293600.0 | 744600.0 | 2011
SSE Group | Gordonbush Wind Farm | Wind | Onshore | No | Wind |  | 70 | HV | Scotland | Scotland |  | NC826113 | 284500.0 | 909500.0 | 2011
SSE Group | Clyde Windfarm (Central) | Wind | Onshore | No | Wind |  | 195.9 | LV | Scotland | Scotland |  | NS987202 | 302500.0 | 622500.0 | 2011
SSE Group | Clyde Windfarm (North) | Wind | Onshore | No | Wind |  | 197.7 | LV | Scotland | Scotland |  | NS985240 | 302500.0 | 627500.0 | 2012
SSE Group | Spurness Wind Farm II | Wind | Onshore | No | Wind |  | 10 | LV | Scotland | Scotland |  | HY606356 | 360531.0 | 1033828.0 | 2012
SSE Group | Cathkin Braes Wind Farm | Wind | Onshore | No | Wind |  | 3 | LV | Scotland | Scotland |  | NS612582 | 261220.0 | 658203.0 | 2013
SSE Group | Keadby Wind Farm | Wind | Onshore | No | Wind |  | 68 | LV | England | Yorkshire and Humber |  | SE829126 | 481890.0 | 413515.0 | 2013
SSE Group | Strathy North | Wind | Onshore | No | Wind |  | 66 | HV | Scotland | Scotland |  | NC820598 | 281550.0 | 957550.0 | 2015
SSE Group | Dunmaglass Wind Farm | Wind | Onshore | No | Wind |  | 94.05 | HV | Scotland | Scotland |  | NH609227 | 264000.0 | 820120.0 | 2016
SSE Group | Tievenameenta Wind Farm | Wind | Onshore | No | Wind |  | 34.5 | LV | Northern Ireland | Northern Ireland |  | NV288423 | 28892.0 | 543668.0 | 2016
SSE Group | Bhlaraidh Wind Farm | Wind | Onshore | No | Wind |  | 110.4 | HV | Scotland | Scotland |  | NH369203 | 238277.0 | 816488.0 | 2017
SSE Group | Stronelairg Wind Farm | Wind | Onshore | No | Wind |  | 227.7 | HV | Scotland | Scotland |  | NH526030 | 247166.0 | 806833.0 | 2018
SSE Group | Gordonbush Ext | Wind | Onshore | No | Wind |  | 47.3 | HV | Scotland | [5 empty] | 2021
Statkraft | Rheidol Hydro Scheme Gen 4 | Hydro | Natural Flow | No | Hydro |  | 1.25 | LV | Wales | Wales |  |  | 270704.12983400002 | 279283.03561399999 | 1961
Statkraft | Rheidol Hydro Scheme Gen 3 | Hydro | Natural Flow | No | Hydro |  | 20.5 | LV | Wales | Wales |  |  | 274692.23303100001 | 283465.92701300001 | 1962
Statkraft | Rheidol Hydro Scheme Gen 1 | Hydro | Natural Flow | No | Hydro |  | 13.5 | LV | Wales | Wales |  |  | 270466.35895199998 | 279169.77504799998 | 1962
Statkraft | Rheidol Hydro Scheme Gen 2 | Hydro | Natural Flow | No | Hydro |  | 20.5 | LV | Wales | Wales |  |  | 274692.23303100001 | 283465.92701300001 | 1962
Statkraft | Rheidol Hydro Scheme Gen 5 | Hydro | Natural Flow | No | Hydro |  | 0.075 | LV | Wales | Wales |  |  | 275303.156097 | 283745.93445200002 | 1963
Statkraft | Rheidol Hydro Scheme Gen 6 | Hydro | Natural Flow | No | Hydro |  | 0.05 | LV | Wales | Wales |  |  | 274692.23303100001 | 283465.92701300001 | 1963
Statkraft | Rheidol Hydro Scheme Gen 7 | Hydro | Natural Flow | No | Hydro |  | 0.1 | LV | Wales | Wales |  |  | 270704.12983400002 | 279283.03561399999 | 1985
Statkraft | Alltwalis | Wind | Onshore | No | Wind |  | 23 | HV | Wales | Wales | SA327ED |  | 246387.0 | 233404.0 | 2009
Statkraft | Baillie | Wind | Onshore | No | Wind |  | 53 | HV | Scotland | Scotland | KW147EP |  | 302550.0 | 965650.0 | 2013
Statkraft | Berry Burn | Wind | Onshore | No | Wind |  | 67 | HV | Scotland | Scotland | IV362QH |  | 311550.0 | 840550.0 | 2014
Statkraft | Andershaw | Wind | Onshore | No | Wind |  | 35 | HV | Scotland | Scotland | ML126SX |  | 283500.0 | 625500.0 | 2017
Temporis Capital | Osspower | Hydro | Natural Flow | No | Hydro |  | 1.995 | LV | Scotland | Scotland | G837DX |  | 0.0 | 0.0 | 2012
Temporis Capital | Derrydarroch | Hydro | Natural Flow | No | Hydro |  | 1.995 | LV | Scotland | Scotland | G837DX |  | 212176.0 | 775418.0 | 2015
Temporis Capital | Upper Falloch | Hydro | Natural Flow | No | Hydro |  | 0.896 | LV | Scotland | Scotland | FK208RL |  | 0.0 | 0.0 | 2015
Temporis Capital | Ransonmoor | Wind | Onshore | No | Wind |  | 10 | LV | England | Eastern | PE150TY |  | 537950.0 | 292470.0 | 2007
Temporis Capital | Greendykeside | Wind | Onshore | No | Wind |  | 4 | LV | Scotland | Scotland | ML67TT |  | 281134.0 | 670403.0 | 2007
Temporis Capital | Craig | Wind | Onshore | No | Wind |  | 10 | HV | Scotland | Scotland | DG130NZ |  | 331995.0 | 586055.0 | 2007
Temporis Capital | Lochhead | Wind | Onshore | No | Wind |  | 6 | LV | Scotland | Scotland | ML93PP |  | 275500.0 | 646500.0 | 2009
Temporis Capital | Achairn | Wind | Onshore | No | Wind |  | 6 | LV | Scotland | Scotland | KW15SG |  | 329950.0 | 950650.0 | 2009
Temporis Capital | Muirhall | Wind | Onshore | No | Wind |  | 12.3 | LV | Scotland | Scotland | EH558LN |  | 300605.0 | 653760.0 | 2010
Temporis Capital | White Mill | Wind | Onshore | No | Wind |  | 14.35 | LV | England | Eastern | PE140LX |  | 545100.0 | 301570.0 | 2012
Temporis Capital | Biggleswade | Wind | Onshore | No | Wind |  | 20 | LV | England | Eastern | SG189TA |  | 521653.0 | 240193.0 | 2013
Temporis Capital | Weston | Wind | Onshore | No | Wind |  | 4 | LV | England | Eastern | PE378JX |  | 609009.0 | 315326.0 | 2014
Temporis Capital | Pickenham | Wind | Onshore | No | Wind |  | 4 | LV | England | Eastern | PE378JX |  | 585114.0 | 306597.0 | 2014
Temporis Capital | Eye | Wind | Onshore | No | Wind |  | 6.8 | LV | England | Eastern | SG189TA |  | 613137.0 | 274854.0 | 2014
Temporis Capital | Halesworth | Wind | Onshore | No | Wind |  | 10 | LV | England | Eastern | IP198NH |  | 640461.0 | 278558.0 | 2015
Temporis Capital | Craig 2 | Wind | Onshore | No | Wind |  | 4.7 | HV | Scotland | Scotland | DG130NZ |  | 333264.0 | 587956.0 | 2017
Temporis Capital | Dunsland Cross | Wind | Onshore | No | Wind |  | 6.15 | LV | England | South West | EX227AW |  | 242041.0 | 107244.0 | 2017
Temporis Capital | Newark | Wind | Onshore | No | Wind |  | 6 | LV | England | East Midlands | NG243SD |  | 479589.0 | 350765.0 | 2017
Temporis Capital | Blackcraig | Wind | Onshore | No | Wind |  | 52.9 | HV | Scotland | Scotland | DG73DZ |  | 270500.0 | 582500.0 | 2018
Temporis Capital | Tullymurdoch | Wind | Onshore | No | Wind |  | 14.4 | LV | Scotland | Scotland | PH118LH |  | 319575.0 | 752228.0 | 2018
The Banks Group | Hazlehead Wind Farm | Wind | Onshore | No | Wind |  | 6.15 | LV | England | Yorkshire and Humber | HD92TR |  |  |  | 2011
The Banks Group | Marr Wind Farm | Wind | Onshore | No | Wind |  | 8.2 | LV | England | Yorkshire and Humber | DN57AZ |  |  |  | 2012
The Banks Group | Armistead Wind Farm | Wind | Onshore | No | Wind |  | 12.3 | LV | England | North West | LA80HT |  |  |  | 2013
The Banks Group | Penny Hill Wind Farm | Wind | Onshore | No | Wind |  | 20.4 | LV | England | Yorkshire and Humber | S669BH |  |  |  | 2013
The Banks Group | Heysham South Wind Farm | Wind | Onshore | No | Wind |  | 7.5 | LV | England | North West | LA33ES |  |  |  | 2015
The Banks Group | Hook Moor Wind Farm | Wind | Onshore | No | Wind |  | 10 | LV | England | Yorkshire and Humber | LS253EB |  |  |  | 2016
The Banks Group | Lambs Hill Wind Farm | Wind | Onshore | No | Wind |  | 8 | LV | England | North East | TS211LX |  |  |  | 2017
The Banks Group | Moor House Wind Farm | Wind | Onshore | No | Wind |  | 12 | LV | England | North East | DL21SN |  |  |  | 2018
The Banks Group | Middle Muir Wind Farm | Wind | Onshore | No | Wind |  | 51 | HV | Scotland | Scotland | ML126SZ |  | 288964.0 | 625283.0 | 2018
The Banks Group | Kype Muir Wind Farm | Wind | Onshore | No | Wind |  | 88.4 | HV | Scotland | Scotland | ML106RE |  | 268129.0 | 640258.0 | 2019
Toucan Energy Services | Stowbridge | Solar | PV | No | Solar |  | 24.323 | LV | England | Eastern | CB63LF |  | 551252.0 | 272416.0 | 2014
Toucan Energy Services | Grange Farm | Solar | PV | No | Solar |  | 21.0984 | LV | England | South West | BS361RR |  | 363968.0 | 182366.0 | 2014
Toucan Energy Services | Winnards | Solar | PV | No | Solar |  | 4.4528 | LV | England | South West | TR96DG |  | 192864.0 | 66586.0 | 2015
Toucan Energy Services | Bluegates | Solar | PV | No | Solar |  | 10.6972 | LV | England | Eastern | CO78DE |  | 607018.0 | 222279.0 | 2015
Toucan Energy Services | Dunkeswell | Solar | PV | No | Solar |  | 2.7951 | LV | England | South West |  | EX144RD | 313746.0 | 107938.0 | 2015
Toucan Energy Services | Hunciecroft | Solar | PV | No | Solar |  | 7.619 | LV | England | East Midlands | S803ND |  | 454513.0 | 373909.0 | 2015
Toucan Energy Services | New Stone House | Solar | PV | No | Solar |  | 11.4768 | LV | England | South East | OX252PT |  | 455811.0 | 219330.0 | 2015
Toucan Energy Services | Chapel Hill | Solar | PV | No | Solar |  | 10.0703 | LV | Wales | Wales | SA715HY |  | 196092.0 | 197842.0 | 2015
Toucan Energy Services | Hendai | Solar | PV | No | Solar |  | 13.3954 | LV | Wales | Wales |  | CF828FU | 312392.0 | 197842.0 | 2015
Toucan Energy Services | Weston Longville | Solar | PV | No | Solar |  | 7.5686 | LV | England | Eastern |  | NR95JF | 610220.0 | 315069.0 | 2015
Toucan Energy Services | Garvinack | Solar | PV | No | Solar |  | 9.6228 | LV | England | South West | TR49EP |  | 177775.0 | 47586.0 | 2015
Toucan Energy Services | Isle of Wight | Solar | PV | No | Solar |  | 6.2264 | LV | England | South East | PO334RW |  | 452614.0 | 90511.0 | 2015
Toucan Energy Services | Place Farm | Solar | PV | No | Solar |  | 6.7917 | LV | England | South East | TN262LX |  | 597181.0 | 132855.0 | 2015
Toucan Energy Services | Malmaynes | Solar | PV | No | Solar |  | 14.8262 | LV | England | South East | ME39SQ |  | 580664.0 | 175335.0 | 2015
Toucan Energy Services | Littlewood | Solar | PV | No | Solar |  | 13.728 | LV | England | South East | MK197NF |  | 482105.0 | 247071.0 | 2015
Toucan Energy Services | Upper Farm | Solar | PV | No | Solar |  | 10.0105 | LV | England | South East | SO249RY |  | 463453.0 | 141758.0 | 2015
Toucan Energy Services | Rhydypandy | Solar | PV | No | Solar |  | 6.3801 | LV | Wales | Wales | SA66NX |  | 265957.0 | 200658.0 | 2015
Toucan Energy Services | Hendre Fawr | Solar | PV | No | Solar |  | 11.6259 | LV | Wales | Wales | CF449RJ |  | 291347.0 | 206062.0 | 2015
Toucan Energy Services | Aston House | Solar | PV | No | Solar |  | 19.8266 | LV | England | East Midlands |  | DE65AG | 416833.0 | 331778.0 | 2015
Toucan Energy Services | Morton Solar | Solar | PV | No | Solar |  | 28.0954 | LV | England | East Midlands | DN228HD |  | 467120.0 | 379462.0 | 2015
Toucan Energy Services | Welbeck | Solar | PV | No | Solar |  | 16.0384 | LV | England | East Midlands | NG229EY |  | 460619.0 | 372696.0 | 2015
Toucan Energy Services | Bentham | Solar | PV | No | Solar |  | 11.051 | LV | England | South West | SN54JB |  | 407114.0 | 189633.0 | 2015
Toucan Energy Services | Guston | Solar | PV | No | Solar |  | 4.9993 | LV | England | South East | CT155EW |  | 632877.0 | 144096.0 | 2015
Toucan Energy Services | Great Seabrook | Solar | PV | No | Solar |  | 4.965 | LV | England | South East | LU79DY |  | 493192.0 | 217705.0 | 2015
Toucan Energy Services | Canopus | Solar | PV | No | Solar |  | 4.9986 | LV | England | East Midlands | PE227BE |  | 530597.0 | 347613.0 | 2015
Toucan Energy Services | Burnham Wick | Solar | PV | No | Solar |  | 4.9992 | LV | England | Eastern | CM08LU |  | 596876.0 | 195875.0 | 2015
Toucan Energy Services | Upper Wick | Solar | PV | No | Solar |  | 4.9986 | LV | England | South West | GL116DE |  | 371550.0 | 195850.0 | 2015
Toucan Energy Services | Five Oaks | Solar | PV | No | Solar |  | 4.9997 | LV | England | South East | RH149AZ |  | 509003.0 | 130058.0 | 2016
Toucan Energy Services | Ford | Solar | PV | No | Solar |  | 11.5699 | LV | England | South East | BN443AT |  | 517748.0 | 117195.0 | 2016
Toucan Energy Services | Trowle | Solar | PV | No | Solar |  | 4.9986 | LV | England | South West | BA149BR |  | 383857.0 | 158625.0 | 2016
Toucan Energy Services | Swindon | Solar | PV | No | Solar |  | 60.8926 | LV | England | South West | SN49NS |  | 413029.0 | 179126.0 | 2016
Toucan Energy Services | Outwood | Solar | PV | No | Solar |  | 4.9701 | LV | England | Eastern | CM112TX |  | 568931.0 | 193607.0 | 2016
Toucan Energy Services | Newton | Solar | PV | No | Solar |  | 4.9873 | LV | England | Eastern | NR148GD |  | 624152.0 | 306192.0 | 2016
Toucan Energy Services | Tower Hayes | Solar | PV | No | Solar |  | 4.9991 | LV | England | East Midlands | LE671FH |  | 444576.0 | 310822.0 | 2016
Toucan Energy Services | Balcombe | Solar | PV | No | Solar |  | 4.9608 | LV | England | South East | RH194QS |  | 535377.0 | 132854.0 | 2016
Toucan Energy Services | Shuttleworth | Solar | PV | No | Solar |  | 4.9991 | LV | England | North West | BB74LL |  | 382296.0 | 448048.0 | 2016
Toucan Energy Services | Wilbees | Solar | PV | No | Solar |  | 4.9987 | LV | England | South East | BN266RU |  | 554339.0 | 106829.0 | 2016
Toucan Energy Services | Moor House | Solar | PV | No | Solar |  | 4.9156 | LV | England | North West | CA144JZ |  | 301300.0 | 525369.0 | 2016
Toucan Energy Services | Cranham | Solar | PV | No | Solar |  | 2.9987 | LV | England | London | RM143NU |  | 558400.0 | 187089.0 | 2016
Toucan Energy Services | Mill Farm | Solar | PV | No | Solar |  | 4.9967 | LV | England | East Midlands | NG335DP |  | 494872.0 | 331696.0 | 2016
Toucan Energy Services | Eckland Lodge | Solar | PV | No | Solar |  | 3.657 | LV | England | East Midlands | LE168HB |  | 478672.0 | 284948.0 | 2016
Toucan Energy Services | Rolls Royce | Solar | PV | No | Solar |  | 3.2 | LV | England | South West | BS346QA |  | 360460.0 | 180792.0 | 2016
Toucan Energy Services | Carrowdore | Solar | PV | No | Solar |  | 5.9816 | LV | Northern Ireland | Northern Ireland | BT222HH |  | 169400.0 | 525454.0 | 2017
Toucan Energy Services | Woodhouse | Solar | PV | No | Solar |  | 4.9795 | LV | England | West Midlands | ST145HY |  | 409432.0 | 339052.0 | 2017
Toucan Energy Services | Home Farm | Solar | PV | No | Solar |  | 4.9873 | LV | England | South West | GL519RS |  | 393986.0 | 226037.0 | 2017
Toucan Energy Services | Otherton | Solar | PV | No | Solar |  | 2.5186 | LV | England | West Midlands | WR65LS |  | 380432.0 | 254242.0 | 2017
Toucan Energy Services | Widehurst | Solar | PV | No | Solar |  | 4.9862 | LV | England | South East | TN129LN |  | 575536.0 | 142994.0 | 2017
Toucan Energy Services | Wrea Green | Solar | PV | No | Solar |  | 4.8797 | LV | England | North West | PR42WP |  | 338850.0 | 431150.0 | 2017
Toucan Energy Services | Lisburn | Solar | PV | No | Solar |  | 20.5 | LV | Northern Ireland | Northern Ireland | BT282SL |  | 134798.0 | 521384.0 | 2017
UK Transition Limited | West Burton CCGT | Fossil Fuel | CCGT | No | Natural Gas |  | 1332 | HV | England | East Midlands | DN229BL |  | 479368.0 | 384538.0 | 2013
Uniper UK | Ratcliffe (Steam) | Fossil Fuel | Conventional steam | No | Coal |  | 2021 | HV | England | East Midlands | NG110EE |  | 449969.0 | 327738.0 | 1967
Uniper UK | Killingholme | Fossil Fuel | Single cycle | No | Natural Gas |  | 600 | HV | England | Yorkshire and Humber | DN403LU |  | 516717.0 | 419816.0 | 1992
Uniper UK | Connahs Quay | Fossil Fuel | CCGT | No | Sour Gas |  | 1380 | HV | Wales | Wales | CH54BP |  | 328878.0 | 368331.0 | 1996
Uniper UK | Cottam Development Centre | Fossil Fuel | CCGT | No | Natural Gas |  | 445 | HV | England | East Midlands | DN220TF |  | 470307.0 | 378332.0 | 1998
Uniper UK | Enfield | Fossil Fuel | CCGT | No | Natural Gas |  | 408 | HV | England | London | EN37PL |  | 532446.0 | 190691.0 | 1999
Uniper UK | Grain | Fossil Fuel | CCGT | Yes | Natural Gas |  | 1517 | HV | England | South East | ME30AR |  | 588672.0 | 172826.0 | 2011
Uniper UK | Ratcliffe (OCGT) | Fossil Fuel | Single cycle | No | Diesel/Gas Oil |  | 34 | HV | England | East Midlands | NG110EE |  | 449969.0 | 327738.0 | 1967
Uniper UK | Taylors Lane | Fossil Fuel | Single cycle | No | Diesel/Gas Oil |  | 144 | HV | England | London | NW108JP |  | 524680.0 | 195111.0 | 1979
Uniper UK | Grain (OCGT) | Fossil Fuel | Single cycle | No | Diesel/Gas Oil |  | 50 | HV | England | South East | ME30AR |  | 0.0 | 0.0 | 2011
Vattenfall | Kentish Flats | Wind | Offshore | No | Wind |  | 90 | LV | England | South East |  |  | 615015.0 | 178055.0 | 2005
Vattenfall | Thanet | Wind | Offshore | No | Wind |  | 300 | HV | England | South East |  |  | 652658.0 | 176367.0 | 2010
Vattenfall | Ormonde | Wind | Offshore | No | Wind |  | 150 | HV | England | North West |  |  | 306000.0 | 466842.0 | 2011
Vattenfall | Kentish Flats Extension | Wind | Offshore | No | Wind |  | 49.5 | LV | England | South East |  |  | 615377.0 | 175526.0 | 2015
Vattenfall | Aberdeen | Wind | Offshore | No | Wind |  | 96.8 | HV | Scotland | Scotland |  |  | 395748.0 | 814283.0 | 2018
Vattenfall | Edinbane | Wind | Onshore | No | Wind |  | 41.4 | HV | Scotland | Scotland |  |  | 134353.0 | 850769.0 | 2009
Vattenfall | Swinford | Wind | Onshore | No | Wind |  | 22 | LV | England | East Midlands |  |  | 456804.0 | 279647.0 | 2012
Vattenfall | Clashindarroch | Wind | Onshore | No | Wind |  | 36.9 | HV | Scotland | Scotland |  |  | 348214.0 | 839951.0 | 2015
Vattenfall | Pen Y Cymoedd | Wind | Onshore | No | Wind |  | 228 | HV | Wales | Wales |  |  | 292879.0 | 199365.0 | 2016
Vattenfall | Ray | Wind | Onshore | No | Wind |  | 54.4 | LV | England | North East |  |  | 395550.0 | 587550.0 | 2017
Venitent Energy Services | Kirkby Moor | Wind | Onshore | No | Wind |  | 4.8 | LV | England | North West | LA177UN |  | 326111.0 | 485242.0 | 1993
Venitent Energy Services | Taff Ely | Wind | Onshore | No | Wind |  | 9 | LV | Wales | Wales | CF398DJ |  | 297000.0 | 186000.0 | 1993
Venitent Energy Services | Bryn Titli | Wind | Onshore | No | Wind |  | 9.9 | LV | Wales | Wales | SY186RX |  | 293500.0 | 275500.0 | 1994
Venitent Energy Services | Trysglwyn | Wind | Onshore | No | Wind |  | 5.6 | LV | Wales | Wales | LL689RF |  | 244000.0 | 389000.0 | 1996
Venitent Energy Services | Carno | Wind | Onshore | No | Wind |  | 33.6 | LV | Wales | Wales | SY175JT |  | 291053.0 | 295836.0 | 1996
Venitent Energy Services | Rheidol | Wind | Onshore | No | Wind |  | 2.4 | LV | Wales | Wales | SY233N |  | 272400.0 | 280500.0 | 1997
Venitent Energy Services | Llyn Alaw | Wind | Onshore | No | Wind |  | 20.4 | LV | Wales | Wales | LL680TB |  | 236000.0 | 387000.0 | 1997
Venitent Energy Services | Novar | Wind | Onshore | No | Wind |  | 17 | LV | Scotland | Scotland | IV170XJ |  | 255500.0 | 871000.0 | 1997
Venitent Energy Services | Mynydd Gorddu | Wind | Onshore | No | Wind |  | 10.2 | LV | Wales | Wales | SY245DP |  | 266200.0 | 287200.0 | 1998
Venitent Energy Services | Beinn Ghlas | Wind | Onshore | No | Wind |  | 8.4 | LV | Scotland | Scotland | PA351HY |  | 196500.0 | 726000.0 | 1999
Venitent Energy Services | Lambrigg | Wind | Onshore | No | Wind |  | 6.5 | LV | England | North West | LA80AP |  | 358800.0 | 493600.0 | 2000
Venitent Energy Services | Bears Down | Wind | Onshore | No | Wind |  | 9.6 | LV | England | South West | TR84RJ |  | 190360.0 | 67560.0 | 2001
Venitent Energy Services | Tow Law | Wind | Onshore | No | Wind |  | 2.31 | LV | England | North East | DL134DE |  | 411500.0 | 541000.0 | 2001
Venitent Energy Services | Ardrossan | Wind | Onshore | No | Wind |  | 30 | LV | Scotland | Scotland | KA227NU |  | 223500.0 | 642500.0 | 2004
Venitent Energy Services | Causeymire | Wind | Onshore | No | Wind |  | 48.3 | HV | Scotland | Scotland | KW15XR |  | 312000.0 | 950000.0 | 2005
Venitent Energy Services | Mynydd Clogau | Wind | Onshore | No | Wind |  | 14.45 | LV | Wales | Wales | SY163DQ |  | 303300.0 | 298800.0 | 2006
Venitent Energy Services | Farr | Wind | Onshore | No | Wind |  | 92 | HV | Scotland | Scotland | IV137ZA |  | 273500.0 | 829000.0 | 2006
Venitent Energy Services | Ffynnon Oer | Wind | Onshore | No | Wind |  | 32 | LV | Wales | Wales | SA133LG |  | 285500.0 | 205500.0 | 2006
Venitent Energy Services | Minsca | Wind | Onshore | No | Wind |  | 36.8 | HV | Scotland | Scotland | DG112QE |  | 313821.0 | 581690.0 | 2008
Venitent Energy Services | Dalswinton | Wind | Onshore | No | Wind |  | 30 | HV | Scotland | Scotland | DG20YB |  | 295000.0 | 589000.0 | 2008
Venitent Energy Services | Lissett Airfield | Wind | Onshore | No | Wind |  | 30 | LV | England | Yorkshire and Humber | YO258PZ |  | 512263.0 | 458139.0 | 2009
Venitent Energy Services | Hill of Fiddes | Wind | Onshore | No | Wind |  | 6.9 | LV | Scotland | Scotland | AB416QR |  | 393495.0 | 824485.0 | 2010
Venitent Energy Services | Low Spinney | Wind | Onshore | No | Wind |  | 8.2 | LV | England | East Midlands | LE175NB |  | 455816.0 | 289705.0 | 2011
Venitent Energy Services | Glenkerie | Wind | Onshore | No | Wind |  | 22 | LV | Scotland | Scotland | ML126QL |  | 310453.0 | 628117.0 | 2012
Venitent Energy Services | Seamer | Wind | Onshore | No | Wind |  | 10.25 | LV | England | North East | TS159JH |  | 448125.0 | 511235.0 | 2012
Venitent Energy Services | Blackstone Edge | Wind | Onshore | No | Wind |  | 7.5 | LV | England | Yorkshire and Humber | S369PA |  | 419565.0 | 405226.0 | 2013
Venitent Energy Services | Gordonstown Hill | Wind | Onshore | No | Wind |  | 12.5 | LV | Scotland | Scotland | AB538LH |  | 371136.0 | 841396.0 | 2013
Venitent Energy Services | Westfield | Wind | Onshore | No | Wind |  | 10 | LV | Scotland | Scotland | KY50HJ |  | 319640.0 | 695487.0 | 2013
Venitent Energy Services | Wingates | Wind | Onshore | No | Wind |  | 15 | LV | England | North East | NE658RW |  | 413034.0 | 597920.0 | 2013
Venitent Energy Services | Tedder Hill | Wind | Onshore | No | Wind |  | 7.5 | LV | England | Yorkshire and Humber | HU192BY |  | 530221.0 | 430242.0 | 2013
Venitent Energy Services | A'Chruach | Wind | Onshore | No | Wind |  | 42.6 | HV | Scotland | Scotland | PA318BA |  | 197742.0 | 696597.0 | 2016
Venitent Energy Services | North Steads | Wind | Onshore | No | Wind |  | 18.45 | LV | England | North East | NE615BB |  | 425478.0 | 597629.0 | 2016
Venitent Energy Services | Sisters | Wind | Onshore | No | Wind |  | 8.2 | LV | England | North East | NE615ED |  | 425476.0 | 595602.0 | 2016
Venitent Energy Services | Galawhistle | Wind | Onshore | No | Wind |  | 66 | HV | Scotland | Scotland | ML110SJ |  | 275443.0 | 629080.0 | 2017
Veolia | SELCHP | Bioenergy | Bioenergy | Yes | MSW |  | 35 | LV | England | London |  |  | 535605.0 | 178129.0 | 1994
Viridor Waste Management | Runcorn EfW | Bioenergy | Bioenergy | No | MSW |  | 91 | LV | England | North West |  |  | 349985.0 | 381240.0 | 2014
Vitol | Rye House | Fossil Fuel | CCGT | No | Natural Gas |  | 715 | HV | England | Eastern | EN110RF |  | 538365.0 | 209811.0 | 1993
Vitol | Damhead Creek | Fossil Fuel | CCGT | No | Natural Gas |  | 805 | HV | England | South East | ME39TX |  | 581973.0 | 173211.0 | 2000
Vitol | Shoreham | Fossil Fuel | CCGT | No | Natural Gas |  | 420 | LV | England | South East | BN411WF |  | 521488.0 | 105110.0 | 2000
Vitol | Blackburn | Fossil Fuel | CCGT | No | Natural Gas |  | 60 | LV | England | London | BB25HX |  | 364659.0 | 424755.0 | 2002
Vitol | VPI | Fossil Fuel | CCGT | Yes | Natural Gas |  | 1252 | HV | England | Yorkshire and Humber | DN403DZ |  | 518189.0 | 412390.0 | 2004
Wise Energy Limited | Wyld Meadow Farm Solar Park | Solar | PV | No | Solar |  | 4.8384 | LV | England | South West |  |  | 334144.0 | 98155.0 | 2012
Wise Energy Limited | Chilton Cantelo Solar park | Solar | PV | No | Solar |  | 4.997 | LV | England | South West |  |  | 357797.0 | 121851.0 | 2012
Wise Energy Limited | Crossways Solar Park | Solar | PV | No | Solar |  | 4.997 | LV | England | South West |  |  | 377476.0 | 88548.0 | 2012
Wise Energy Limited | Knockworthy Farm Solar Park | Solar | PV | No | Solar |  | 4.6452 | LV | England | South West |  |  | 251121.0 | 122799.0 | 2013
Wise Energy Limited | Raglington Farm Solar Park | Solar | PV | No | Solar |  | 5.733 | LV | England | South East |  |  | 454062.0 | 113445.0 | 2013
Wise Energy Limited | Blenches Mill Solar Park | Solar | PV | No | Solar |  | 6.0788 | LV | England | South West |  |  | 386848.0 | 152850.0 | 2014
Wise Energy Limited | Hook Valley Solar Park | Solar | PV | No | Solar |  | 15.3 | LV | England | Eastern |  |  | 610859.0 | 251069.0 | 2014
Wise Energy Limited | Whitley (Ashcott Farm) Solar Park | Solar | PV | No | Solar |  | 7.5702 | LV | England | South West |  |  | 344449.0 | 137081.0 | 2014
Wise Energy Limited | Burcroft Solar Parks | Solar | PV | No | Solar |  | 12.669 | LV | England | South West |  |  | 300442.0 | 97423.0 | 2014
WPO UK Services | Grange | Solar | PV | No | Solar |  | 14 | LV | England | East Midlands |  | TF3932618855 | 545055.0 | 318754.0 | 2013
WPO UK Services | Newnham | Solar | PV | No | Solar |  | 11.638 | LV | England | South West |  | SX5607658771 |  |  | 2015
WPO UK Services | Combermere | Solar | PV | No | Solar |  | 13.97 | LV | England | North West |  | SJ6003644925 |  |  | 2015
WPO UK Services | Bake Farm | Solar | PV | No | Solar |  | 4.9993 | LV | England | South West |  | SX3264958430 | 233036.0 | 58842.0 | 2015
WPO UK Services | Robert's Wall | Solar | PV | No | Solar |  | 2.56 | LV | Wales | Wales |  | SN1001400495 |  |  | 2015
WPO UK Services | Clapham | Solar | PV | No | Solar |  | 4.98 | LV | England | Eastern |  | TL0371454289 |  |  | 2015
WPO UK Services | Somersall | Solar | PV | No | Solar |  | 2.56 | LV | England | East Midlands |  | SK1320934074 |  |  | 2015
WPO UK Services | Box Road | Solar | PV | No | Solar |  | 1.903 | LV | England | South West |  | SO7520502233 |  |  | 2016
WPO UK Services | Lains Farm | Solar | PV | No | Solar |  | 4.54 | LV | England | South East |  | SU2792344625 |  |  | 2016
WPO UK Services | Caldecote | Solar | PV | No | Solar |  | 4.977 | LV | England | Eastern |  | TL2072157273 |  |  | 2016
WPO UK Services | Kirton | Solar | PV | No | Solar |  | 3.51 | LV | England | East Midlands |  | TF2760238140 |  |  | 2016
WPO UK Services | Rosedew | Solar | PV | No | Solar |  | 4.98 | LV | Wales | Wales |  | SS9126567595 |  |  | 2016
WPO UK Services | Asfordby B | Solar | PV | No | Solar |  | 4.98 | LV | England | East Midlands |  | SK7184120877 |  |  | 2016
WPO UK Services | Ashby | Solar | PV | No | Solar |  | 4.7991 | LV | England | East Midlands |  | SK3432917585 | 434525.0 | 317774.0 | 2016
WPO UK Services | Kelly Green | Solar | PV | No | Solar |  | 4.98 | LV | England | South West |  | SX0496075550 |  |  | 2016
WPO UK Services | Asfordby A | Solar | PV | No | Solar |  | 4.91 | LV | England | East Midlands |  | SK7184120877 |  |  | 2016
WPO UK Services | Far Danes | Solar | PV | No | Solar |  | 11.7 | LV | England | East Midlands |  | SK8642581821 |  |  | 2016
WPO UK Services | Crumlin | Solar | PV | No | Solar |  | 4.55 | LV | Wales | Wales |  | ST2032097981 |  |  | 2016
WPO UK Services | Caergarw | Solar | PV | No | Solar |  | 4.934 | LV | Wales | Wales |  | SS8105383495 |  |  | 2017
WPO UK Services | Moor Farm | Solar | PV | No | Solar |  | 3.73 | LV | England | West Midlands |  | SJ4168023332 |  |  | 2017
WPO UK Services | Magazine | Solar | PV | No | Solar |  | 3.449 | LV | England | West Midlands |  | SP2837497084 |  |  | 2017
WPO UK Services | Nailstone | Solar | PV | No | Solar |  | 4.9755 | LV | England | East Midlands |  | SK4312408016 |  |  | 2017
WPO UK Services | Haverigg III | Wind | Onshore | No | Wind |  | 3.4 | HV | England | North West |  | SD1393279392 | 313300.0 | 479100.0 | 2005
WPO UK Services | Arnish Moor | Wind | Onshore | No | Wind |  | 3.9 | HV | Scotland | Scotland |  | NB3883430204 | 140024.0 | 929071.0 | 2006
WPO UK Services | Workington (Voridian) | Wind | Onshore | No | Wind |  | 4 | HV | England | North West |  | NY0081531705 | 299022.0 | 529793.0 | 2006
WPO UK Services | Dummuies | Wind | Onshore | No | Wind |  | 12.25 | LV | Scotland | Scotland |  | NJ5635836050 |  |  | 2007
WPO UK Services | PoL | Wind | Onshore | No | Wind |  | 10 | HV | England | North West |  | SJ3303294659 | 333356.0 | 395230.0 | 2008
WPO UK Services | FMC Dunfermline | Wind | Onshore | No | Wind |  | 1.5 | HV | Scotland | Scotland |  | NT1017885549 | 310010.0 | 685787.0 | 2012
WPO UK Services | Lairg | Wind | Onshore | No | Wind |  | 7.5 | LV | Scotland | Scotland |  | NC6098003860 | 261293.0 | 903916.0 | 2012
WPO UK Services | Eye | Wind | Onshore | No | Wind |  | 5 | HV | England | Eastern |  | TM1308575398 | 613107.0 | 275558.0 | 2013
WPO UK Services | Betty Hill | Wind | Onshore | No | Wind |  | 6 | HV | Scotland | Scotland |  | NC7286961774 | 272326.0 | 962920.0 | 2013
WPO UK Services | AOE | Wind | Onshore | No | Wind |  | 11.5 | HV | Scotland | Scotland |  | NS5802548945 | 257717.0 | 648148.0 | 2014
WPO UK Services | Greenvale March | Wind | Onshore | No | Wind |  | 1.5 | HV | England | Eastern |  | TL3551493287 | 535656.0 | 293166.0 | 2014
WPO UK Services | Altaveedan | Wind | Onshore | No | Wind |  | 18 | HV | Northern Ireland | Northern Ireland |  | NW2793786653 | 126801.0 | 584314.0 | 2016
WPO UK Services | Airies | Wind | Onshore | No | Wind |  | 39.9 | HV | Scotland | Scotland |  | NX2662767127 | 226000.0 | 568000.0 | 2017
XceCo | Inner Dowsing Wind Farm | Wind | Offshore | No | Wind |  | 97.2 | HV | England | East Midlands |  | TF536655 | 563561.0 | 368447.0 | 2008
XceCo | Lynn Wind Farm | Wind | Offshore | No | Wind |  | 97.2 | HV | England | East Midlands |  | TF536655 | 564095.0 | 362638.0 | 2008

## 5.11 Full list cleaned
company_name | plant_name | Technology | Type | CHP | primary_fuel | secondary_fuel | installed_capacity_MW | grid_connection_type | country | Region | Postcode | os_reference | X-Coordinate | Y-Coordinate | year_commissioned
Anesco | Bourne Park | Solar | PV | No | Solar |  | 0.2484 | LV | England | South West | DT27TU |  | 372107.0 | 97577.0 | 2012
Anesco | Eaton Hill | Solar | PV | No | Solar |  | 0.4743 | LV | England | West Midlands | HR60DG |  |  |  | 2015
Anesco | Slepe Farm | Solar | PV | No | Solar |  | 0.4984 | LV | England | South West | BH166HS |  | 392991.0 | 93161.0 | 2011
Anesco | Parcstormy | Solar | PV | No | Solar |  | 0.7 | LV | England | Wales | CF334RS |  |  |  | 2013
Anesco | Bristol Water | Solar | PV | No | Solar |  | 0.80255 | LV | England | South West | GL139HN |  | 353895.0 | 167517.0 | 2017
Anesco | Spring Lane | Solar | PV | No | Solar |  | 0.958 | LV | England | East Midlands | LE651WU |  | 436639.0 | 314607.0 | 2017
Anesco | Soho Farm | Solar | PV | No | Solar |  | 1.74 | LV | England | [5 empty] | 2014
Anesco | Pierces Farm | Solar | PV | No | Solar |  | 1.7431 | LV | England | South East | RG71LY |  | 468119.0 | 167296.0 | 2015
Anesco | Darran | Solar | PV | No | Solar |  | 1.823 | LV | Wales | Wales |  |  |  |  | 2017
Anesco | Bridgwater | Solar | PV | No | Solar |  | 1.871 | LV | England | South West | TA70HY |  |  |  | 2016
Anesco | New Kaine | Solar | PV | No | Solar |  | 1.8748 | LV | England | South East | ME97HP |  | 584858.0 | 166460.0 | 2015
Anesco | Barr Farm | Solar | PV | No | Solar |  | 1.885 | LV | England | [5 empty] | 2015
Anesco | Stables | Solar | PV | No | Solar |  | 1.966 | LV | England | East Midlands | CV136EB |  | 440233.0 | 297103.0 | 2014
Anesco | Langley Priory | Solar | PV | No | Solar |  | 2.036 | LV | England | East Midlands | DE742QQ |  |  |  | 2015
Anesco | Wymeswold | Solar | PV | No | Solar |  | 2.1278 | LV | England | East Midlands | LE126UA |  | 460007.0 | 323259.0 | 2016
Anesco | Stud Farm | Solar | PV | No | Solar |  | 2.3681 | LV | England | East Midlands | NG228SX |  | 464448.0 | 361853.0 | 2016
Anesco | Bourne Park South | Solar | PV | No | Solar |  | 2.3997 | LV | England | South West | DT27TU |  | 372234.0 | 97408.0 | 2015
Anesco | Chalgrove | Solar | PV | No | Solar |  | 2.402 | LV | England | [5 empty] | 2014
Anesco | Horam | Solar | PV | No | Solar |  | 2.571 | LV | England | South East | TN210JN |  | 556616.0 | 115760.0 | 2015
Anesco | Bae Systems Samlesbury | Solar | PV | No | Solar |  | 2.64 | LV | England | North West | BB27LF |  | 361989.0 | 430666.0 | 2014
Anesco | Woodtown | Solar | PV | No | Solar |  | 2.7194 | LV | England | South West | BH228SW |  | 409156.0 | 97807.0 | 2015
Anesco | Sandys Moor | Solar | PV | No | Solar |  | 2.9 | LV | England | South West | TA42LY |  | 308509.0 | 127381.0 | 2013
Anesco | Grimsargh | Solar | PV | No | Solar |  | 2.9156 | LV | England | North West | PR25SD |  | 358322.0 | 433776.0 | 2016
Anesco | Palmersford | Solar | PV | No | Solar |  | 3.036 | LV | England | South West | BH236BG |  | 409981.0 | 99040.0 | 2016
Anesco | Chard | Solar | PV | No | Solar |  | 3.043 | LV | England | South West | TA201RR |  |  |  | 2016
Anesco | Milborne Port | Solar | PV | No | Solar |  | 3.292 | LV | England | South West | DT95EF |  |  |  | 2017
Anesco | Tope Farm | Solar | PV | No | Solar |  | 3.312 | LV | England | South West | TQ97DR |  | 283048.0 | 52733.0 | 2014
Anesco | Coleford | Solar | PV | No | Solar |  | 3.4027 | LV | England | South West | GL168QD |  |  |  | 2016
Anesco | Wisbech | Solar | PV | No | Solar |  | 3.4047 | LV | England | Eastern |  | NO633470 | 546000.0 | 307000.0 | 2015
Anesco | Milkwall | Solar | PV | No | Solar |  | 3.5006 | LV | England | South West | GL168QD |  |  |  | 2016
Anesco | Blisworth | Solar | PV | No | Solar |  | 3.588 | LV | England | East Midlands | NN73DA |  | 473113.0 | 252638.0 | 2016
Anesco | Hale | Solar | PV | No | Solar |  | 3.599 | LV | England | South West | BH236BB |  | 409997.0 | 97268.0 | 2015
Anesco | Brookbarn | Solar | PV | No | Solar |  | 3.63 | LV | England | South East | BN177PE |  | 500000.0 | 102000.0 | 2015
Anesco | Culworth | Solar | PV | No | Solar |  | 3.6364 | LV | England | East Midlands | OX172HW |  | 454564.0 | 245985.0 | 2015
Anesco | Overton | Solar | PV | No | Solar |  | 3.7523 | LV | England | South East |  | TF459067 | 450500.0 | 150500.0 | 2015
Anesco | Nether Mill | Solar | PV | No | Solar |  | 3.765 | LV | England | South West |  |  |  |  | 2015
Anesco | High Meadow | Solar | PV | No | Solar |  | 3.8875 | LV | England | North East | TS211EA |  | 439442.0 | 521774.0 | 2016
Anesco | Berry Court | Solar | PV | No | Solar |  | 3.9203 | LV | England | South East | RG265AT |  | 461938.0 | 159221.0 | 2016
Anesco | Homestead | Solar | PV | No | Solar |  | 3.9535 | LV | England | South East | PO410TZ |  | 439433.0 | 88404.0 | 2015
Anesco | Puriton F | Solar | PV | No | Solar |  | 3.96 | LV | England | South West | TA78AD |  |  |  | 2016
Anesco | Portworthy | Solar | PV | No | Solar |  | 4.0239 | LV | England | South West | PL75JP |  | 256878.0 | 60850.0 | 2015
Anesco | Radcliffe | Solar | PV | No | Solar |  | 4.1574 | LV | England | East Midlands | NG122LT |  | 463038.0 | 338202.0 | 2015
Anesco | Michaelston | Solar | PV | No | Solar |  | 4.1743 | LV | Wales | Wales | CF36XS |  | 322998.0 | 183674.0 | 2016
Anesco | Oxcroft | Solar | PV | No | Solar |  | 4.1897 | LV | England | East Midlands | S446AG |  | 446492.0 | 374323.0 | 2016
Anesco | Ollerton | Solar | PV | No | Solar |  | 4.2526 | LV | England | East Midlands | NG229DX |  | 463220.0 | 366009.0 | 2017
Anesco | Fell View | Solar | PV | No | Solar |  | 4.2588 | LV | England | North West | PR25SD |  | 358322.0 | 433776.0 | 2016
Anesco | Wymeswold - Wide Lane | Solar | PV | No | Solar |  | 4.2796 | LV | England | East Midlands | LE126SE |  | 463380.0 | 323140.0 | 2016
Anesco | Granville | Solar | PV | No | Solar |  | 4.4372 | LV | England | West Midlands | TF28PQ |  | 372363.0 | 313370.0 | 2016
Anesco | Hungerford | Solar | PV | No | Solar |  | 4.4743 | LV | England | South East | RG278SW |  | 478178.0 | 153997.0 | 2016
Anesco | Puriton | Solar | PV | No | Solar |  | 4.5677 | LV | England | South West | TA64TG |  | 332462.0 | 142273.0 | 2011
Anesco | Barton Close | Solar | PV | No | Solar |  | 4.6103 | LV | England | South West |  | SY651810 | 247374.0 | 141403.0 | 2015
Anesco | Willows Farm | Solar | PV | No | Solar |  | 4.62 | LV | England | West Midlands | WR114TG |  |  |  | 2016
Anesco | Jordanston | Solar | PV | No | Solar |  | 4.631 | LV | Wales | Wales | SA708NQ |  |  |  | 2013
Anesco | Trickey Warren | Solar | PV | No | Solar |  | 4.632 | LV | England | South West | TA37DY |  | 320109.0 | 114779.0 | 2015
Anesco | Oakham | Solar | PV | No | Solar |  | 4.6396 | LV | England | South West | BS324BS |  | 359684.0 | 183393.0 | 2016
Anesco | Derwyn | Solar | PV | No | Solar |  | 4.664 | LV | England | Wales | CF623AA |  |  |  | 2016
Anesco | Brook Hall | Solar | PV | No | Solar |  | 4.6738 | LV | England | South West | BA149PT |  | 385169.0 | 153475.0 | 2016
Anesco | Crow Trees | Solar | PV | No | Solar |  | 4.6931 | LV | England | East Midlands | NG171JF |  |  |  | 2016
Anesco | The Willows | Solar | PV | No | Solar |  | 4.734 | LV | England | West Midlands | CV379RG |  | 410262.0 | 333700.0 | 2016
Anesco | The Oaks | Solar | PV | No | Solar |  | 4.736 | LV | England | West Midlands | CV379RG |  | 415458.0 | 255809.0 | 2016
Anesco | Lucern | Solar | PV | No | Solar |  | 4.74 | LV | England | West Midlands | CV379RG |  | 415458.0 | 255809.0 | 2016
Anesco | Rainbow | Solar | PV | No | Solar |  | 4.7907 | LV | England | South West | TA64TG |  | 331238.0 | 141809.0 | 2015
Anesco | Thame | Solar | PV | No | Solar |  | 4.7916 | LV | England | South East | OX93QH |  | 473366.0 | 206186.0 | 2016
Anesco | Ashton | Solar | PV | No | Solar |  | 4.8082 | LV | England | South West | BA146DX |  | 388976.0 | 158134.0 | 2017
Anesco | Kent | Solar | PV | No | Solar |  | 4.857 | LV | England | South East | ME207FG |  |  |  | 2016
Anesco | Oak Cottage | Solar | PV | No | Solar |  | 4.8672 | LV | Wales | Wales | SA624PR |  | 202839.0 | 217801.0 | 2015
Anesco | Grantham | Solar | PV | No | Solar |  | 4.8787 | LV | England | East Midlands |  | SU508503 | 507000.0 | 392000.0 | 2015
Anesco | Lodge Farm | Solar | PV | No | Solar |  | 4.8797 | LV | England | East Midlands | S445TE |  | 441566.0 | 370954.0 | 2015
Anesco | Lindridge | Solar | PV | No | Solar |  | 4.9241 | LV | England | East Midlands | LE99FD |  |  |  | 2016
Anesco | Greencroft | Solar | PV | No | Solar |  | 4.9275 | LV | England | North East | DH97XR |  | 417307.0 | 550812.0 | 2016
Anesco | Skylark | Solar | PV | No | Solar |  | 4.9389 | LV | England | Eastern | CB232SZ |  | 531754.0 | 257635.0 | 2013
Anesco | Abbey Fields | Solar | PV | No | Solar |  | 4.9421 | LV | England | South East | ME108HD |  |  |  | 2016
Anesco | Hyde Farm | Solar | PV | No | Solar |  | 4.9421 | LV | England | South East | MK464DU |  | 488765.0 | 253909.0 | 2017
Anesco | Spear Hill | Solar | PV | No | Solar |  | 4.951 | LV | England | South East | RH203BA |  |  |  | 2016
Anesco | Heywood Grange | Solar | PV | No | Solar |  | 4.9631 | LV | England | West Midlands | ST102PL |  | 396689.0 | 345502.0 | 2016
Anesco | Biglis | Solar | PV | No | Solar |  | 4.973 | LV | England | Wales | CF631BL |  |  |  | 2016
Anesco | Radford | Solar | PV | No | Solar |  | 4.9735 | LV | England | West Midlands | CV311XJ |  | 435175.0 | 261988.0 | 2015
Anesco | Albrighton | Solar | PV | No | Solar |  | 4.9735 | LV | England | West Midlands | WV91RQ |  | 383987.0 | 305139.0 | 2017
Anesco | Moss Thorn | Solar | PV | No | Solar |  | 4.9735 | LV | England | North West | CA110BY |  | 348608.0 | 530601.0 | 2017
Anesco | Askern | Solar | PV | No | Solar |  | 4.9737 | LV | England | Yorkshire and Humber | DN60BZ |  | 455441.0 | 413876.0 | 2015
Anesco | Wreay | Solar | PV | No | Solar |  | 4.9754 | LV | England | North West | CA40PY |  | 342315.0 | 547311.0 | 2017
Anesco | Blackwell Grange | Solar | PV | No | Solar |  | 4.9766 | LV | England | West Midlands | CV364PF |  | 422892.0 | 243330.0 | 2017
Anesco | East Appleton | Solar | PV | No | Solar |  | 4.9795 | LV | England | Yorkshire and Humber | DL107QE |  | 423660.0 | 495768.0 | 2016
Anesco | Stripe | Solar | PV | No | Solar |  | 4.9795 | LV | England | Yorkshire and Humber | DL107PW |  | 419640.0 | 502487.0 | 2016
Anesco | The Rushes | Solar | PV | No | Solar |  | 4.9795 | LV | England | West Midlands | CV379RG |  | 416507.0 | 255215.0 | 2016
Anesco | The Leys | Solar | PV | No | Solar |  | 4.9795 | LV | England | West Midlands | CV379RG |  | 415118.0 | 253833.0 | 2016
Anesco | Blue House | Solar | PV | No | Solar |  | 4.9795 | LV | England | North East | TS225PW |  | 446965.0 | 526727.0 | 2016
Anesco | Poplars | Solar | PV | No | Solar |  | 4.98 | LV | England | Eastern | CV379RG |  | 551077.0 | 298243.0 | 2016
Anesco | Moneystone | Solar | PV | No | Solar |  | 4.9832 | LV | England | West Midlands | ST102DZ |  | 404572.0 | 346224.0 | 2016
Anesco | Cotgrave | Solar | PV | No | Solar |  | 4.9833 | LV | England | East Midlands | NG123GU |  | 463974.0 | 336042.0 | 2015
Anesco | Sheep Shed | Solar | PV | No | Solar |  | 4.9858 | LV | England | West Midlands | CV379RG |  | 415469.0 | 255805.0 | 2016
Anesco | Lee Moor | Solar | PV | No | Solar |  | 4.9873 | LV | England | South West | PL75JP |  | 256033.0 | 60850.0 | 2016
Anesco | Guynd | Solar | PV | No | Solar |  | 4.9878 | LV | Scotland | Scotland |  | SK880386 | 356230.0 | 742772.0 | 2015
Anesco | Warren | Solar | PV | No | Solar |  | 4.9889 | LV | England | South East | SO519AG |  | 437906.0 | 121342.0 | 2016
Anesco | Misson Park | Solar | PV | No | Solar |  | 4.9896 | LV | England | East Midlands | DN106DP |  |  |  | 2016
Anesco | Basin Bridge | Solar | PV | No | Solar |  | 4.9896 | LV | England | East Midlands | CV136JJ |  |  |  | 2016
Anesco | Sutor | Solar | PV | No | Solar |  | 4.992 | LV | England | South West | BA99RA |  |  |  | 2016
Anesco | Dale Farm | Solar | PV | No | Solar |  | 4.996 | LV | England | [5 empty] | 2018
Anesco | Shalfleet | Solar | PV | No | Solar |  | 4.996 | LV | England | South East | PO410TZ |  | 440587.0 | 88605.0 | 2015
Anesco | Salford Lodge | Solar | PV | No | Solar |  | 4.9962 | LV | England | West Midlands | WR118SN |  |  |  | 2015
Anesco | Nanthenfoel | Solar | PV | No | Solar |  | 4.9968 | LV | Wales | Wales | SA487NP |  | 254014.0 | 252465.0 | 2017
Anesco | Wally Corner | Solar | PV | No | Solar |  | 4.997 | LV | England | [5 empty] | 2017
Anesco | Bumpers Farm | Solar | PV | No | Solar |  | 4.9971 | LV | England | South East | HP279RE |  | 476303.0 | 205882.0 | 2017
Anesco | Brookside | Solar | PV | No | Solar |  | 4.9974 | LV | England | West Midlands | CV379RG |  | 414476.0 | 254127.0 | 2016
Anesco | Tump Farm | Solar | PV | No | Solar |  | 4.998 | LV | England | South West | NP167HN |  |  |  | 2017
Anesco | Swanland | Solar | PV | No | Solar |  | 4.998 | LV | England | London | EN63NH |  |  |  | 2017
Anesco | Marchington | Solar | PV | No | Solar |  | 4.9982 | LV | England | West Midlands | DE65GX |  |  |  | 2016
Anesco | Low Burntoft | Solar | PV | No | Solar |  | 4.9982 | LV | England | North East | TS225PD |  | 445706.0 | 527911.0 | 2016
Anesco | Hermitage | Solar | PV | No | Solar |  | 4.9988 | LV | England | Eastern | MK455JD |  | 503595.0 | 232813.0 | 2016
Anesco | Rymes | Solar | PV | No | Solar |  | 4.9991 | LV | England | South West | GL181HE |  |  |  | 2017
Anesco | Newlands | Solar | PV | No | Solar |  | 4.9993 | LV | England | South West |  | SU115278 | 365099.0 | 81019.0 | 2015
Anesco | Bake Farm | Solar | PV | No | Solar |  | 4.9993 | LV | Scotland | Scotland |  | NO564429 | 233036.0 | 58842.0 | 2015
Anesco | Kinblethmont | Solar | PV | No | Solar |  | 4.9993 | LV | Scotland | Scotland |  | ST576232 | 363182.0 | 746857.0 | 2016
Anesco | Hale Manor Farm | Solar | PV | No | Solar |  | 4.9993 | LV | England | South East | PO303AR |  |  |  | 2016
Anesco | The Beeches | Solar | PV | No | Solar |  | 4.9998 | LV | England | West Midlands | CV379RG |  | 414445.0 | 254098.0 | 2016
Anesco | Malmesbury | Solar | PV | No | Solar |  | 5 | LV | England | South West | SN169SR |  |  |  | 2016
Anesco | Sheepbridge | Solar | PV | No | Solar |  | 5 | LV | England | South East | RG71PX |  |  |  | 2016
Anesco | Littlewood | Solar | PV | No | Solar |  | 5 | LV | England | North West | NG198JA |  |  |  | 2017
Anesco | Shelswell | Solar | PV | No | Solar |  | 5.0633 | LV | England | South East | OX278EH |  | 460822.0 | 230982.0 | 2013
Anesco | Salcey Farm | Solar | PV | No | Solar |  | 5.4616 | LV | England | South East | MK168LP |  | 485184.0 | 250544.0 | 2014
Anesco | Bulls Head North | Solar | PV | No | Solar |  | 5.513 | LV | England | East Midlands | MK168LP |  | 481460.0 | 251327.0 | 2014
Anesco | Bilsthorpe | Solar | PV | No | Solar |  | 5.7408 | LV | England | East Midlands | NG228ST |  | 465147.0 | 361625.0 | 2014
Anesco | Gedling | Solar | PV | No | Solar |  | 5.7408 | LV | England | East Midlands | NG44JX |  | 461655.0 | 344045.0 | 2015
Anesco | Saron | Solar | PV | No | Solar |  | 6.3326 | LV | Wales | Wales | SA183TW |  | 260904.0 | 212664.0 | 2015
Anesco | Whitchurch | Solar | PV | No | Solar |  | 6.52 | LV | England | South West | BA34DW |  | 363439.0 | 153553.0 | 2014
Anesco | Horsacott | Solar | PV | No | Solar |  | 6.54 | LV | England | South West | EX312PD |  |  |  | 2013
Anesco | Pen-Y-Cae | Solar | PV | No | Solar |  | 6.7623 | LV | Wales | Wales | SA183BJ |  | 260143.0 | 211806.0 | 2015
Anesco | Higher Bye | Solar | PV | No | Solar |  | 6.7906 | LV | England | South West | TA230JT |  | 305042.0 | 142360.0 | 2015
Anesco | East Farm | Solar | PV | No | Solar |  | 6.843 | LV | England | South West | BA120PG |  | 398727.0 | 142115.0 | 2013
Anesco | Nancrossa | Solar | PV | No | Solar |  | 6.856 | LV | England | South West | TR109EA |  |  |  | 2016
Anesco | Mendip | Solar | PV | No | Solar |  | 7.175 | LV | England | South West | BA53AA |  | 359176.0 | 151234.0 | 2014
Anesco | Newnton Dairy | Solar | PV | No | Solar |  | 7.176 | LV | England | South West | SN169SR |  | 392277.0 | 191968.0 | 2014
Anesco | Waycock | Solar | PV | No | Solar |  | 7.3568 | LV | Wales | Wales | CF623AA |  |  |  | 2016
Anesco | Blackdown | Solar | PV | No | Solar |  | 7.454 | LV | England | South West | TA37DY |  | 320819.0 | 114679.0 | 2014
Anesco | Abergelli | Solar | PV | No | Solar |  | 7.6822 | LV | Wales | Wales | SA57NN |  | 265507.0 | 202009.0 | 2015
Anesco | Priors Byne | Solar | PV | No | Solar |  | 8.023 | LV | England | South East | RH138NX |  |  |  | 2015
Anesco | Yarburgh | Solar | PV | No | Solar |  | 8.0861 | LV | England | East Midlands | LN11ONU |  | 534300.0 | 391971.0 | 2015
Anesco | Halse | Solar | PV | No | Solar |  | 8.3405 | LV | England | South West | TA43LY |  |  |  | 2013
Anesco | Playters | Solar | PV | No | Solar |  | 8.6295 | LV | England | Eastern | NR347TN |  | 644257.0 | 287733.0 | 2015
Anesco | Southfield | Solar | PV | No | Solar |  | 9.7614 | LV | England | South West | CT67DZ |  | 357089.0 | 124014.0 | 2016
Anesco | Clayhill | Solar | PV | No | Solar |  | 9.8406 | LV | England | Eastern | MK455JD |  | 504351.0 | 233195.0 | 2017
Anesco | Owls Lodge | Solar | PV | No | Solar |  | 10.0046 | LV | England | South East | SP116PL |  | 443869.0 | 142971.0 | 2013
Anesco | Steventon | Solar | PV | No | Solar |  | 10.0392 | LV | England | South East | OX136AP |  | 444299.0 | 192928.0 | 2014
Anesco | Huntingdon | Solar | PV | No | Solar |  | 10.204 | LV | England | Eastern | PE285YJ |  | 520021.0 | 281612.0 | 2014
Anesco | Lincoln Farm | Solar | PV | No | Solar |  | 10.6848 | LV | England | East Midlands | PE245AT |  |  |  | 2016
Anesco | Watchfield | Solar | PV | No | Solar |  | 10.6998 | LV | England | South West | TA94LD |  | 334135.0 | 147772.0 | 2014
Anesco | Welbeck | Solar | PV | No | Solar |  | 11.2608 | LV | England | East Midlands | NG209PU |  | 457669.0 | 369999.0 | 2014
Anesco | Bumpers Farm 2 | Solar | PV | No | Solar |  | 12.0077 | LV | England | South East | HP279RE |  |  |  | 2020
Anesco | Eynsham | Solar | PV | No | Solar |  | 13.452 | LV | England | South East | OX296XD |  | 439658.0 | 210754.0 | 2014
Anesco | Laurel Hill | Solar | PV | No | Solar |  | 14.202 | LV | England | Northern Ireland | BT251JS |  |  |  | 2018
Anesco | Anglesey | Solar | PV | No | Solar |  | 14.9261 | LV | Wales | Wales | LL635SZ |  | 238717.0 | 367342.0 | 2014
Anesco | Hadlow | Solar | PV | No | Solar |  | 18.9218 | LV | England | South East | CB89YD |  | 562879.0 | 145736.0 | 2015
Anesco | Troughton | Solar | PV | No | Solar |  | 30.866 | LV | England | South West | GL207BW |  |  |  | 2016
Anesco | Broxted | Solar | PV | No | Solar |  | 31.59 | LV | England | Eastern |  | TQ637458 | 572387.0 | 251110.0 | 2013
Anesco | Sandridge | Solar | PV | No | Solar |  | 49.62 | LV | England | [5 empty] | 2015
Atmosclear | Stables Farm | Solar | PV | No | Solar |  | 1 | LV | England | South East |  |  | 440920.0 | 88770.0 | 2012
Atmosclear | Broadgate | Solar | PV | No | Solar |  | 1.1 | LV | England | South West |  |  | 277641.0 | 107308.0 | 2012
Atmosclear | Barton | Solar | PV | No | Solar |  | 1.2 | LV | England | South West |  |  | 307778.0 | 117118.0 | 2012
Atmosclear | Higher Pirzwell | Solar | PV | No | Solar |  | 1.2 | LV | England | South West |  |  | 307546.0 | 109156.0 | 2012
Atmosclear | Yeowood | Solar | PV | No | Solar |  | 1.2 | LV | England | South West |  |  | 344385.0 | 162232.0 | 2012
Atmosclear | Kia-Ora Farm | Solar | PV | No | Solar |  | 1.8 | LV | England | South West |  |  | 300975.0 | 107058.0 | 2013
Atmosclear | Luson | Solar | PV | No | Solar |  | 1.9 | LV | England | South West |  |  | 262016.0 | 53112.0 | 2013
Atmosclear | Long Ash Lane Solar Park | Solar | PV | No | Solar |  | 5 | LV | England | South West |  |  | 360928.0 | 102540.0 | 2017
Babcock International and Fluor Inc | Maentwrog | Hydro | Natural Flow | No | Hydro |  | 35.3 | HV | Wales | Wales | LL414HY |  | 267297.81261199998 | 337806.87196800002 | 1928
BayWa R.E | Bagmoor Wind Ltd | wind_onshore | Onshore | No | Wind |  | 16 | HV | England | Yorkshire and Humber | DN159GH |  | 488240.0 | 415400.0 | 2009
BayWa R.E | Tir Mostyn & Foel Goch Ltd | wind_onshore | Onshore | No | Wind |  | 21.25 | HV | Wales | Wales | LL165RN |  | 300300.0 | 358800.0 | 2005
BayWa R.E | Scout Moor Wind Farm Ltd | wind_onshore | Onshore | No | Wind |  | 65 | HV | England | North West | OL127TY |  | 382400.0 | 419200.0 | 2008
Bluefield Services | Bradenstoke Solar Park Ltd | Solar | PV | No | Solar |  | 69.7884 | LV | England | South West | SN154PZ |  | 402315.0 | 178635.0 | 2015
Calon Energy | Baglan Generating Ltd | CCGT | CCGT | No | Natural Gas |  | 520 | HV | England |  |  |  | 276567.0 | 189618.0 | 2002
Calon Energy | SUTTON BRIDGE POWER GENERATION | CCGT | CCGT | No | Natural Gas |  | 819 | HV | England |  |  |  | 547836.0 | 321256.0 | 1999
Calon Energy | Severn Power Ltd | CCGT | CCGT | No | Natural Gas |  | 850 | HV | England |  |  |  | 333250.0 | 185006.0 | 2010
Capital Dynamics UK | Wythegill | wind_onshore | Onshore | No | Wind |  | 1.5 | HV | England | North West |  | NY0121131657 | 301881.0 | 532072.0 | 2015
Capital Dynamics UK | Garlenick | wind_onshore | Onshore | No | Wind |  | 4 | LV | England | South West | TR24RQ |  | 194662.0 | 49203.0 | 2014
Capital Dynamics UK | Daintree | wind_onshore | Onshore | No | Wind |  | 4 | LV | England | East Midlands | NN67GW |  | 457545.0 | 272243.0 | 2014
Capital Dynamics UK | East Youlstone | wind_onshore | Onshore | No | Wind |  | 4 | LV | England | South West | EX239PU |  | 227610.0 | 115654.0 | 2015
Capital Dynamics UK | Ysgellog | wind_onshore | Onshore | No | Wind |  | 4.6 | LV | Wales | Wales | LL060AW |  | 240490.0 | 391238.0 | 2013
Capital Dynamics UK | Mossmorran | wind_onshore | Onshore | No | Wind |  | 4.6 | HV | Scotland | Scotland |  | NT1793489429 | 318109.0 | 689419.0 | 2016
Capital Dynamics UK | Rymes | Solar | PV | No | Solar |  | 4.9908 | LV | Wales | [5 empty] | 2017
Capital Dynamics UK | Harthill Torrance | wind_onshore | Onshore | No | Wind |  | 5.7 | LV | Scotland | Scotland |  |  |  |  | 2015
Capital Dynamics UK | Westnewton (BEGL4) | wind_onshore | Onshore | No | Wind |  | 6.15 | LV | Scotland | [5 empty] | 2014
Capital Dynamics UK | Middle Balbeggie | wind_onshore | Onshore | No | Wind |  | 6.4 | LV | Scotland | Scotland |  |  |  |  | 2016
Capital Dynamics UK | Potato Pot | wind_onshore | Onshore | No | Wind |  | 7.05 | LV | Scotland | [5 empty] | 2016
Capital Dynamics UK | Airfield Poddington | wind_onshore | Onshore | No | Wind |  | 8.55 | LV | Scotland | [5 empty] | 2017
Capital Dynamics UK | Watford Lodge | wind_onshore | Onshore | No | Wind |  | 10.25 | LV | Scotland | [5 empty] | 2015
Capital Dynamics UK | Falkirk Tod Hill | wind_onshore | Onshore | No | Wind |  | 11.4 | LV | Scotland | [5 empty] | 2015
Capital Dynamics UK | Red Gap | wind_onshore | Onshore | No | Wind |  | 12.5 | LV | Scotland | [5 empty] | 2017
Capital Dynamics UK | Seegronan | wind_onshore | Onshore | No | Wind |  | 13.8 | LV | Scotland | [5 empty] | 2016
Capital Dynamics UK | Crockandun | wind_onshore | Onshore | No | Wind |  | 15 | LV | Scotland | [5 empty] | 2017
Capital Dynamics UK | Shantavny | wind_onshore | Onshore | No | Wind |  | 16.1 | LV | Scotland | [5 empty] | 2017
Capital Dynamics UK | Dunmore | wind_onshore | Onshore | No | Wind |  | 21 | LV | Northern Ireland | Northern Ireland |  |  |  |  | 2014
Capital Dynamics UK | Elginny | wind_onshore | Onshore | No | Wind |  | 23 | LV | Northern Ireland | Northern Ireland |  |  |  |  | 2018
Capital Dynamics UK | Whiteside Hill | wind_onshore | Onshore | No | Wind |  | 28.5 | HV | Scotland | [5 empty] | 2018
Centrica | Glanford Brigg | Fossil Fuel | Single Cycle | No | Natural Gas |  | 99 | HV | England | Yorkshire and Humber |  |  | 499848.0 | 401561.0 | 1994
Co-owned by SSE Group and Cheung Kong Infrastructure Ltd | Seabank Power Ltd | CCGT | CCGT | No | Natural Gas |  | 1234 | HV | England | South West |  |  | 343425.0 | 161749.0 | 2000
Co-owned by SSE Group and Wheelabrator Technologies Inc | FM1 | Bioenergy | Bioenergy | No | MSW |  | 79 | LV | England | Yorkshire and Humber |  |  | 447490.0 | 424684.0 | 2015
Co-owned by SSE Group and Wheelabrator Technologies Inc | FM2 | Bioenergy | Bioenergy | No | MSW |  | 79 | LV | England | Yorkshire and Humber |  |  | 447490.0 | 424684.0 | 2019
Cubico Sustainable Investments | Chiplow | wind_onshore | Onshore | No | Wind |  | 8.2 | LV | England | Eastern | PE318SR |  |  |  | 2016
Cubico Sustainable Investments | Kelmarsh | wind_onshore | Onshore | No | Wind |  | 12.3 | LV | England | East Midlands | NN69LZ |  |  |  | 2016
Cubico Sustainable Investments | Winwick | wind_onshore | Onshore | No | Wind |  | 12.3 | LV | England | East Midlands | NN67NS |  |  |  | 2016
Cubico Sustainable Investments | Wandylaw | wind_onshore | Onshore | No | Wind |  | 20.5 | LV | England | North East | NE675HG |  |  |  | 2013
Cubico Sustainable Investments | Middlewick | wind_onshore | Onshore | No | Wind |  | 20.7 | LV | England | Eastern | CM07JQ |  | 600140.0 | 200001.0 | 2014
Cubico Sustainable Investments | Penmanshiel | wind_onshore | Onshore | No | Wind |  | 28.7 | LV | Scotland | Scotland | TD113RP |  | 380006.0 | 667129.0 | 2016
Cubico Sustainable Investments | Owls Hatch | Solar | PV | No | Solar |  | 51.9376 | LV | England | South East |  | SS478415 | 615860.0 | 165945.0 | 2015
E.ON | Blackburn Meadows | Bioenergy | Bioenergy | Yes | Biomass |  | 34 | LV | England | Yorkshire and Humber |  | SK3950991482 | 440075.0 | 391650.0 | 2015
E.ON | Steven's Croft | Bioenergy | Bioenergy | Yes | Biomass |  | 46 | LV | Scotland | Scotland |  |  | 312100.0 | 585100.0 | 2007
Ecotricity | Lynch Knoll | wind_onshore | Onshore | No | Wind |  | 0.5 | LV | England | South West | GL103UJ |  | 381600.0 | 200400.0 | 1996
Ecotricity | East Kilbride | wind_onshore | Onshore | No | Wind |  | 0.6 | LV | Scotland | Scotland | G750ZZ |  | 264500.0 | 652000.0 | 2001
Ecotricity | H&H | wind_onshore | Onshore | No | Wind |  | 0.81 | LV | England | Yorkshire and Humber | DN140BA |  | 0.0 | 0.0 | 2016
Ecotricity | QEH | wind_onshore | Onshore | No | Wind |  | 0.81 | LV | England | Eastern | PE304ET |  | 565228.0 | 320492.0 | 2016
Ecotricity | RSPB | wind_onshore | Onshore | No | Wind |  | 0.81 | LV | England | Eastern | SG192DL |  | 0.0 | 0.0 | 2016
Ecotricity | Fen Farm Solar | Solar | PV | No | Solar |  | 0.9 | LV | England | East Midlands | LN117BP |  | 537585.0 | 393825.0 | 2011
Ecotricity | Mablethorpe | wind_onshore | Onshore | No | Wind |  | 1.2 | LV | England | East Midlands | LN122QW |  | 548900.0 | 382500.0 | 2002
Ecotricity | Ecotech | wind_onshore | Onshore | No | Wind |  | 1.5 | LV | England | Eastern | PE377HT |  | 0.0 | 0.0 | 1999
Ecotricity | Somerton | wind_onshore | Onshore | No | Wind |  | 1.8 | LV | England | Eastern | NR294EY |  | 646900.0 | 318800.0 | 2000
Ecotricity | Swaffham II | wind_onshore | Onshore | No | Wind |  | 1.8 | LV | England | Eastern | PE377HL |  | 582197.0 | 309324.0 | 2003
Ecotricity | Green Park | wind_onshore | Onshore | No | Wind |  | 2 | LV | England | South East | RG26UE |  | 470755.0 | 169271.0 | 2005
Ecotricity | Shooters | wind_onshore | Onshore | No | Wind |  | 2 | LV | England | South West | BA34LU |  | 359380.0 | 150740.0 | 2008
Ecotricity | Worksop | wind_onshore | Onshore | No | Wind |  | 2 | LV | England | East Midlands | S802PU |  | 461695.0 | 378487.0 | 2009
Ecotricity | Cardiff | wind_onshore | Onshore | No | Wind |  | 2.3 | LV | Wales | Wales | CF32EE |  | 323460.0 | 179215.0 | 2011
Ecotricity | Dundee | wind_onshore | Onshore | No | Wind |  | 4 | LV | Scotland | Scotland | DD88UQ |  | 269652.0 | 688422.0 | 2006
Ecotricity | Ballymena | wind_onshore | Onshore | No | Wind |  | 4.6 | LV | Northern Ireland | Northern Ireland | BT424HZ |  | 130743.0 | 561194.0 | 2013
Ecotricity | Dagenham | wind_onshore | Onshore | No | Wind |  | 5.9 | LV | England | London | RM96SA |  | 550300.0 | 181600.0 | 2004
Ecotricity | Bristol Port | wind_onshore | Onshore | No | Wind |  | 6 | LV | England | South West | BS119DQ |  | 350907.0 | 179457.0 | 2007
Ecotricity | Alveston | wind_onshore | Onshore | No | Wind |  | 6.9 | LV | England | South West | BS353TD |  | 365450.0 | 186055.0 | 2017
Ecotricity | Dalby | wind_onshore | Onshore | No | Wind |  | 7.29 | LV | England | East Midlands | LE143LY |  | 465397.0 | 322239.0 | 2016
Ecotricity | Galsworthy | wind_onshore | Onshore | No | Wind |  | 9.2 | LV | England | South West | EX395NP |  | 240007.0 | 115922.0 | 2014
Ecotricity | Bambers | wind_onshore | Onshore | No | Wind |  | 9.6 | LV | England | East Midlands | LN112QW |  | 549500.0 | 383600.0 | 2004
Ecotricity | Fen Farm | wind_onshore | Onshore | No | Wind |  | 16 | LV | England | East Midlands | LN117LU |  | 537585.0 | 393825.0 | 2007
EDF Energy | Kirkheaton | wind_onshore | Onshore | No | Wind |  | 1.8 | LV | England | North East | NE192DQ |  | 400800.0 | 576900.0 | 2000
EDF Energy | High Hedley I | wind_onshore | Onshore | No | Wind |  | 2.4 | LV | England | North East | DL134PR |  | 415700.0 | 541000.0 | 2001
EDF Energy | Great Orton | wind_onshore | Onshore | No | Wind |  | 3.96 | LV | England | North west | CA70JY |  | 331300.0 | 553400.0 | 1999
EDF Energy | High Hedley II | wind_onshore | Onshore | No | Wind |  | 5.2 | LV | England | North East | DL134PR |  | 415700.0 | 541000.0 | 2008
EDF Energy | Trimdon | wind_onshore | Onshore | No | Wind |  | 5.2 | LV | England | North East | TS296NR |  | 436000.0 | 536300.0 | 2008
EDF Energy | Boundary Lane | wind_onshore | Onshore | No | Wind |  | 6.15 | LV | England | North East | DH89LQ |  | 404708.0 | 550336.0 | 2013
EDF Energy | Fairfield | wind_onshore | Onshore | No | Wind |  | 6.5 | LV | England | North West | CA144QE |  | 301826.0 | 521459.0 | 2011
EDF Energy | Roade | wind_onshore | Onshore | No | Wind |  | 7.2 | LV | England | East Midlands | NN72EG |  | 477964.0 | 252105.0 | 2014
EDF Energy | Langley | wind_onshore | Onshore | No | Wind |  | 8 | LV | England | North East | DH70EE |  | 420928.0 | 547703.0 | 2008
EDF Energy | Broomhill | wind_onshore | Onshore | No | Wind |  | 8 | LV | England | North East | DL134LY |  | 415500.0 | 539500.0 | 2009
EDF Energy | Park Spring | wind_onshore | Onshore | No | Wind |  | 8.55 | LV | England | Yorkshire and Humber | EH558RT |  | 439689.0 | 408763.0 | 2015
EDF Energy | Llangwyryfon | wind_onshore | Onshore | No | Wind |  | 9.35 | LV | Wales | Wales | SY234SR |  | 261752.0 | 269577.0 | 2003
EDF Energy | Burnfoot East | wind_onshore | Onshore | No | Wind |  | 10.8 | LV | Scotland | Scotland | FK147JZ |  |  |  | 2020
EDF Energy | Red House | wind_onshore | Onshore | No | Wind |  | 12 | LV | England | East Midlands | PE129NG |  | 542000.0 | 329000.0 | 2006
EDF Energy | Barmoor | wind_onshore | Onshore | No | Wind |  | 12 | LV | England | North East | TD152QD |  | 393797.0 | 634046.0 | 2014
EDF Energy | Glassmoor II | wind_onshore | Onshore | No | Wind |  | 12.3 | LV | England | Eastern | PE262TS |  | 528421.0 | 292867.0 | 2013
EDF Energy | Rhodders | wind_onshore | Onshore | No | Wind |  | 12.3 | LV | Scotland | Scotland | FK147JZ |  | 288738.0 | 697461.0 | 2016
EDF Energy | Walkway | wind_onshore | Onshore | No | Wind |  | 14 | LV | England | North East | TS225NS |  | 439000.0 | 530000.0 | 2008
EDF Energy | Cemmaes | wind_onshore | Onshore | No | Wind |  | 15.3 | LV | Wales | Wales | SY209PR |  | 286800.0 | 306000.0 | 2002
EDF Energy | Glassmoor I | wind_onshore | Onshore | No | Wind |  | 16 | LV | England | Eastern | PE262TS |  | 543128.0 | 292192.0 | 2006
EDF Energy | Deeping | wind_onshore | Onshore | No | Wind |  | 16 | LV | England | East Midlands | PE113DD |  | 519905.0 | 316471.0 | 2006
EDF Energy | Pearie Law | wind_onshore | Onshore | No | Wind |  | 19.2 | LV | Scotland | Scotland | EH558RT |  | 302205.0 | 659690.0 | 2016
EDF Energy | Red Tile | wind_onshore | Onshore | No | Wind |  | 24 | LV | England | South East | PE282JX |  | 523939.0 | 271933.0 | 2007
EDF Energy | Rusholme | wind_onshore | Onshore | No | Wind |  | 24 | LV | England | Yorkshire and Humber | YO88PX |  | 469500.0 | 426500.0 | 2010
EDF Energy | Bicker Fen | wind_onshore | Onshore | No | Wind |  | 26 | LV | England | East Midlands | PE203BF |  | 519870.0 | 339325.0 | 2008
EDF Energy | Burnhead Moss | wind_onshore | Onshore | No | Wind |  | 26 | LV | Scotland | Scotland | FK12JW |  | 288503.0 | 671903.0 | 2016
EDF Energy | Burnfoot | wind_onshore | Onshore | No | Wind |  | 30.1 | LV | Scotland | Scotland | FK147JZ |  | 290135.0 | 703250.0 | 2010
EDF Energy | Beckburn | wind_onshore | Onshore | No | Wind |  | 31.05 | LV | England | North West | DG165HU |  | 334466.0 | 568940.0 | 2017
EDF Energy | Green Rigg | wind_onshore | Onshore | No | Wind |  | 36 | LV | England | North East | NE482EY |  | 392000.0 | 582000.0 | 2012
EDF Energy | Longpark | wind_onshore | Onshore | No | Wind |  | 38 | LV | Scotland | Scotland | TD12SW |  | 348050.0 | 642050.0 | 2009
EDF Energy | Blyth | wind_offshore | Offshore | No | Wind |  | 40 | LV | England | North East | NE227FB |  | 438227.0 | 582010.0 | 2018
EDF Energy | Corriemoillie | wind_onshore | Onshore | No | Wind |  | 48.45 | HV | Scotland | Scotland | IV232PQ |  | 234700.0 | 867700.0 | 2017
EDF Energy | Teesside | wind_offshore | Offshore | No | Wind |  | 62 | LV | England | North East | TS240RQ |  | 458470.0 | 528174.0 | 2013
EDF Energy | Fallago Rig | wind_onshore | Onshore | No | Wind |  | 144 | HV | Scotland | Scotland | TD36NW |  | 357000.0 | 660000.0 | 2013
EDF Energy | Dorenell | wind_onshore | Onshore | No | Wind |  | 177 | HV | Scotland | Scotland | AB554DT |  | 332000.0 | 829500.0 | 2018
EDF Energy | Hinkley Point B | Nuclear | AGR | No | Nuclear |  | 965 | HV | England | South West | TA51UD |  | 320959.0 | 143307.0 | 1976
EDF Energy | Heysham 1 | Nuclear | AGR | No | Nuclear |  | 1060 | HV | England | North West | LA32XH |  | 341498.0 | 461449.0 | 1983
EDF Energy | Hartlepool | Nuclear | AGR | No | Nuclear |  | 1185 | HV | England | North East | TS252BZ |  | 451747.0 | 531078.0 | 1983
EDF Energy | Sizewell B | Nuclear | PWR | No | Nuclear |  | 1198 | HV | England | Eastern | IP164UR |  | 647453.0 | 260420.0 | 1995
EDF Energy | Torness | Nuclear | AGR | No | Nuclear |  | 1200 | HV | Scotland | Scotland | EH421QS |  | 218252.0 | 651517.0 | 1988
EDF Energy | Heysham 2 | Nuclear | AGR | No | Nuclear |  | 1240 | HV | England | North West | LA32XH |  | 341498.0 | 461449.0 | 1988
EDF Energy | West Burton | Coal | Conventional steam | No | Coal |  | 2000 | HV | England | East Midlands | DN229BL |  | 479368.0 | 384538.0 | 1969
Eneco Wind UK | Oaklands | Solar | PV | No | Solar |  | 5 | LV | England | South West |  | SY900894 | 389957.0 | 89555.0 | 2015
Eneco Wind UK | Tullo | wind_onshore | Onshore | No | Wind |  | 17.5 | LV | Scotland | Scotland |  | NO757723 | 387283.0 | 785873.0 | 2010
Eneco Wind UK | Burn of Whilk | wind_onshore | Onshore | No | Wind |  | 22.5 | LV | Scotland | Scotland |  | ND293407 | 326232.0 | 939965.0 | 2015
Eneco Wind UK | Twinshiels | wind_onshore | Onshore | No | Wind |  | 25 | LV | Scotland | Scotland |  | NO757723 | 375955.0 | 771728.0 | 2014
Eneco Wind UK | Moy | wind_onshore | Onshore | No | Wind |  | 66 | LV | Scotland | Scotland |  | NH779370 | 276741.0 | 835240.0 | 2016
Eneco Wind UK | Lochluichart | wind_onshore | Onshore | No | Wind |  | 69 | HV | Scotland | Scotland |  | NH333680 | 232030.0 | 866235.0 | 2013
Energy Capital Partners | Indian Queens Power Ltd | Fossil Fuel | Single cycle | No | Diesel/Gas Oil |  | 140 | HV | England | South West |  | SW940591 | 191739.0 | 58385.0 | 1996
Energy Capital Partners | Saltend Power Station | CCGT | CCGT | Yes | Natural Gas |  | 1200 | HV | England | Yorkshire and Humber | HU128GA |  | 509793.0 | 428825.0 | 2000
Engie Power | Crimp Wind Power Ltd | wind_onshore | Onshore | No | Wind |  | 2.43 | HV | England | South West | EX239PD |  | 225180.0 | 115445.0 | 2011
Engie Power | Capel Grange Solar Energy Ltd | Solar | PV | No | Solar |  | 4.08 | LV | England | South East | TN126QX |  | 565242.0 | 144832.0 | 2016
Engie Power | Flimby Wind Energy Ltd | wind_onshore | Onshore | No | Wind |  | 6.15 | HV | England | North West | CA158SU |  | 302500.0 | 533500.0 | 2013
Engie Power | Barlockhart Moor Wind Energy Ltd | wind_onshore | Onshore | No | Wind |  | 8.2 | HV | Scotland | Scotland | DG80JQ |  | 221183.0 | 555886.0 | 2013
Engie Power | Carsington Wind Energy Ltd | wind_onshore | Onshore | No | Wind |  | 8.2 | HV | England | East Midlands | DE44HF |  | 424640.0 | 354200.0 | 2014
Engie Power | Cairnborrow Wind Energy Ltd | wind_onshore | Onshore | No | Wind |  | 10.25 | HV | Scotland | Scotland | AB544XP |  | 346153.0 | 841867.0 | 2017
Engie Power | Sober Hill Wind Farm Ltd | wind_onshore | Onshore | No | Wind |  | 12.3 | HV | England | Yorkshire and Humber | YO434TG |  | 480972.0 | 437663.0 | 2013
Engie Power | Blantyre Muir Wind Energy Ltd | wind_onshore | Onshore | No | Wind |  | 12.3 | HV | Scotland | Scotland | G720TR |  | 268888.0 | 651781.0 | 2014
Engie Power | Scotia Wind (Craigengelt) Ltd | wind_onshore | Onshore | No | Wind |  | 20 | HV | Scotland | Scotland | FK79QS |  | 272451.0 | 686495.0 | 2010
EPR | Royd Moor | wind_onshore | Onshore | No | Wind |  | 6.5 | LV | England | Yorkshire and Humber |  |  | 422000.0 | 404000.0 | 1993
EPR | EPR Scotland Ltd | Bioenergy | Bioenergy | No | Biomass | Oil | 12.5 | HV | Scotland | Scotland | KY50HR |  | 319000.0 | 695100.0 | 2000
EPR | EPR Eye Ltd | Bioenergy | Bioenergy | No | Biomass | Oil | 14.316 | HV | England | Eastern | IP238BW |  | 613050.0 | 275050.0 | 1992
EPR | EPR Glanford Ltd | Bioenergy | Bioenergy | No | Biomass | Oil | 16.7 | HV | England | Eastern | DN158SB |  | 486050.0 | 415050.0 | 1993
EPR | Ovenden Moor | wind_onshore | Onshore | No | Wind |  | 18 | LV | England | Yorkshire and Humber |  |  | 404300.0 | 430900.0 | 1993
EPR | EPR Ely Ltd | Bioenergy | Bioenergy | No | Biomass | Natural Gas | 40 | HV | England | Eastern | CB62QE |  | 545000.0 | 279900.0 | 2001
EPR | EPR Thetford Ltd | Bioenergy | Bioenergy | No | Biomass | Oil | 41.5 | HV | England | Eastern | IP241LX |  | 585300.0 | 286900.0 | 1998
EPUKi | EP Ballylumford | Fossil Fuel | Single cycle | No | Diesel/Gas Oil |  | 116 | HV | Northern Ireland | Northern Ireland | BT403RS |  | 156969.0 | 556595.0 | 1974
EPUKi | EP Kilroot | Fossil Fuel | Single cycle | No | Diesel/Gas Oil |  | 143.2 | HV | Northern Ireland | Northern Ireland | BT387LX |  | 157669.0 | 543287.0 | 1981
EPUKi | Lynemouth Power Ltd | Bioenergy | Bioenergy | No | Biomass |  | 420 | HV | England | North East | NE639NW |  | 429850.0 | 590374.0 | 2018
EPUKi | EP Kilroot Main Thermal | Coal | Conventional steam | No | Coal | Oil | 559 | HV | Northern Ireland | Northern Ireland | BT387LX |  | 157669.0 | 543287.0 | 1981
EPUKi | EP Ballylumford CCGT | CCGT | CCGT | No | Natural Gas |  | 616 | HV | Northern Ireland | Northern Ireland | BT403RS |  | 156969.0 | 556595.0 | 2003
EPUKi | EP Langage Ltd | CCGT | CCGT | No | Natural Gas |  | 905 | HV | England | South West | PL75AW |  | 257085.0 | 56194.0 | 2010
EPUKi | EP SHB Ltd | CCGT | CCGT | No | Natural Gas |  | 1365 | HV | England | Yorkshire and Humber | DN418BZ |  | 520457.0 | 409164.0 | 1997
ESB | CoolkeeraghESB GT8 | Fossil Fuel | Single cycle | No | Diesel/Gas Oil |  | 53 | HV | Northern Ireland | Northern Ireland | BT476UL |  | 64846.0 | 584768.0 | 1970
ESB | Corby Power Station | CCGT | CCGT | No | Natural Gas |  | 407 | HV | England | East Midlands |  |  | 488447.0 | 266932.0 | 1994
ESB | CoolkeeraghESB C30 | CCGT | CCGT | No | Natural Gas |  | 413 | HV | Northern Ireland | Northern Ireland | BT476UL |  | 64846.0 | 584768.0 | 2004
ESB | Carrington Power | CCGT | CCGT | No | Natural Gas |  | 910 | HV | England | North West | M314AY |  | 373287.0 | 393037.0 | 2016
European Energy A/S | Parc Cynog | wind_onshore | Onshore | No | Wind |  | 3.6 | LV | Wales | Wales |  |  | 225500.0 | 209500.0 | 2001
European Energy A/S | Pendine Wind Farm Limited | wind_onshore | Onshore | No | Wind |  | 4.8 | LV | Wales | Wales |  |  | 225230.0 | 209760.0 | 2009
European Energy A/S | West End Farm PV CIC | Solar | PV | No | Solar |  | 4.88 | LV | England | East Midlands | DN220EF |  |  |  | 2022
European Energy A/S | High Leas PV | Solar | PV | No | Solar |  | 4.88 | LV | England | East Midlands | LN118PJ |  |  |  | 2022
European Energy A/S | Woodhouse PV | Solar | PV | No | Solar |  | 4.88 | LV | England | North East | SR53NS |  |  |  | 2022
European Energy A/S | West End Farm PV | Solar | PV | No | Solar |  | 4.88 | LV | England | East Midlands | DN220EF |  |  |  | 2022
European Energy A/S | PV@Pendine Solar Farm | Solar | PV | No | Solar |  | 4.9 | LV | Wales | Wales |  |  | 224103.0 | 210103.0 | 2016
European Energy A/S | Canewdon CIC | Solar | PV | No | Solar |  | 4.99 | LV | England | South East | SS43LW |  |  |  | 2022
European Energy A/S | Canewdon PV | Solar | PV | No | Solar |  | 4.99 | LV | England | South East | SS43LW |  |  |  | 2022
Falck Renewables SpA | Spaldington | wind_onshore | Onshore | No | Wind |  | 11.75 | LV | England | Yorkshire and Humber |  | SE753329 | 475377.0 | 431986.0 | 2016
Falck Renewables SpA | Nutberry | wind_onshore | Onshore | No | Wind |  | 15 | LV | Scotland | Scotland |  | NS777322 | 279021.0 | 635662.0 | 2013
Falck Renewables SpA | Boyndie | wind_onshore | Onshore | No | Wind |  | 16.3 | LV | Scotland | Scotland |  | NJ613641 | 364000.0 | 862000.0 | 2006
Falck Renewables SpA | Kingsburn | wind_onshore | Onshore | No | Wind |  | 22.5 | LV | Scotland | Scotland |  | NS668898 | 266606.0 | 686412.0 | 2016
Falck Renewables SpA | Assel Valley | wind_onshore | Onshore | No | Wind |  | 25 | LV | Scotland | Scotland |  | NX211938 | 223370.0 | 595995.0 | 2016
Falck Renewables SpA | Ben Aketil | wind_onshore | Onshore | No | Wind |  | 27.6 | LV | Scotland | Scotland |  | NG311485 | 132500.0 | 846500.0 | 2007
Falck Renewables SpA | West Browncastle | wind_onshore | Onshore | No | Wind |  | 30 | LV | Scotland | Scotland |  | NS619426 | 261117.0 | 642821.0 | 2014
Falck Renewables SpA | Earlsburn | wind_onshore | Onshore | No | Wind |  | 37.5 | LV | Scotland | Scotland |  | NS697882 | 269652.0 | 688422.0 | 2007
Falck Renewables SpA | Auchrobert | wind_onshore | Onshore | No | Wind |  | 38.76 | LV | Scotland | Scotland |  | NS760392 | 275154.0 | 638500.0 | 2017
Falck Renewables SpA | Cambrian | wind_onshore | Onshore | No | Wind |  | 58.5 | LV | Wales | Wales | SY233LE |  | 281000.0 | 280000.0 | 2005
Falck Renewables SpA | Millennium | wind_onshore | Onshore | No | Wind |  | 65 | HV | Scotland | Scotland |  | NH265106 | 225679.0 | 810840.0 | 2008
Falck Renewables SpA | Kilbraur | wind_onshore | Onshore | No | Wind |  | 67.5 | HV | Scotland | Scotland |  | NC788078 | 278550.0 | 907550.0 | 2008
Foresight Group | Moel Moelogan | wind_onshore | Onshore | No | Wind |  | 2.6 | HV | Wales | Wales |  |  | 284619.0 | 362203.0 | 2003
Foresight Group | Moel Moelogan 2 | wind_onshore | Onshore | No | Wind |  | 11.7 | HV | Wales | Wales |  |  | 284700.0 | 361300.0 | 2008
Foresight Group | Frodsham Wind Farm | wind_onshore | Onshore | No | Wind |  | 50.35 | HV | England | North West | CH24LB |  | 348635.0 | 376504.0 | 2017
Foresight Group | Shotwick | Solar | PV | No | Solar |  | 72.21 | LV | Wales | Wales | CH52UA |  | 332888.0 | 371036.0 | 2016
Fred Olsen Renewables | Crystal Rig III | wind_onshore | Onshore | No | Wind |  | 13.8 | HV | Scotland | Scotland |  |  | 368562.0 | 672486.0 | 2016
Fred Olsen Renewables | Brockloch Rig 1 | wind_onshore | Onshore | No | Wind |  | 21.6 | LV | Scotland | Scotland |  |  | 261500.0 | 602500.0 | 1996
Fred Olsen Renewables | Rothes II | wind_onshore | Onshore | No | Wind |  | 41.4 | LV | Scotland | Scotland |  |  | 318500.0 | 850500.0 | 2013
Fred Olsen Renewables | Rothes | wind_onshore | Onshore | No | Wind |  | 50.6 | LV | Scotland | Scotland |  |  | 318400.0 | 855900.0 | 2004
Fred Olsen Renewables | Brockloch Rig | wind_onshore | Onshore | No | Wind |  | 61.5 | HV | Scotland | Scotland |  |  | 265160.0 | 596516.0 | 2017
Fred Olsen Renewables | Crystal Rig | wind_onshore | Onshore | No | Wind |  | 62.5 | LV | Scotland | Scotland |  |  | 368000.0 | 667000.0 | 2003
Fred Olsen Renewables | Pauls Hill | wind_onshore | Onshore | No | Wind |  | 64.4 | LV | Scotland | Scotland |  |  | 311505.0 | 840495.0 | 2005
Fred Olsen Renewables | Mid Hill | wind_onshore | Onshore | No | Wind |  | 75.9 | LV | Scotland | Scotland |  |  | 370540.0 | 786500.0 | 2013
Fred Olsen Renewables | Crystal Rig II | wind_onshore | Onshore | No | Wind |  | 138 | HV | Scotland | Scotland |  |  | 367000.0 | 667500.0 | 2003
Greencoat Capital | Manor Farm | Solar | PV | No | Solar |  | 0.7636 | LV | England | South West | P0229NR |  | 355189.0 | 130227.0 | 2011
Greencoat Capital | Limberlost | Solar | PV | No | Solar |  | 1.594 | LV | England | South East | RG198BR |  | 453510.0 | 164953.0 | 2013
Greencoat Capital | Seaview | Solar | PV | No | Solar |  | 1.8774 | LV | Wales | Wales | CF365TB |  | 282388.0 | 178878.0 | 2016
Greencoat Capital | Wick Road CIC | Solar | PV | No | Solar |  | 2.1994 | LV | England | South West | BS246RR |  | 331664.0 | 154677.0 | 2016
Greencoat Capital | Boganlea | wind_onshore | Onshore | No | Wind |  | 2.31 | LV | Scotland | Scotland | AB535UY |  | 382155.0 | 852949.0 | 2014
Greencoat Capital | Carver Hey | Solar | PV | No | Solar |  | 2.5056 | LV | England | North West | PR44SX |  | 348519.0 | 423631.0 | 2017
Greencoat Capital | Snettisham | Solar | PV | No | Solar |  | 2.6928 | LV | England | Eastern | PE317NE |  | 570621.0 | 334187.0 | 2017
Greencoat Capital | Rhewl 1 | Solar | PV | No | Solar |  | 3.0415 | LV | Wales | Wales | NP166AG |  |  |  | 2016
Greencoat Capital | Wraysbury | Solar | PV | No | Solar |  | 3.049 | LV | England | South East | TW195AH |  | 501492.0 | 172752.0 | 2017
Greencoat Capital | Rhewl 2 | Solar | PV | No | Solar |  | 3.0716 | LV | Wales | Wales | NP166AG |  |  |  | 2016
Greencoat Capital | CommonFarm | Solar | PV | No | Solar |  | 3.3364 | LV | England | South West | SN49QJ |  | 413720.0 | 181837.0 | 2017
Greencoat Capital | Margate | Solar | PV | No | Solar |  | 3.366 | LV | England | South West | PL311HE |  | 208657.0 | 66512.0 | 2015
Greencoat Capital | SMSL4 | Solar | PV | No | Solar |  | 3.6445 | LV | England | Eastern | NR105FB |  | 625975.0 | 323016.0 | 2016
Greencoat Capital | Brent Broad | Solar | PV | No | Solar |  | 3.7584 | LV | England | South West | BS246RR |  | 332623.0 | 152727.0 | 2017
Greencoat Capital | 30Acres | Solar | PV | No | Solar |  | 3.773 | LV | England | East Midlands | NG208XT |  | 453432.0 | 367916.0 | 2016
Greencoat Capital | Severn Beach | Solar | PV | No | Solar |  | 3.9562 | LV | England | South West | BS354NL |  | 354534.0 | 184909.0 | 2016
Greencoat Capital | Wilsom Farm | Solar | PV | No | Solar |  | 4.0058 | LV | England | South East | GU343BF |  | 472777.0 | 138856.0 | 2016
Greencoat Capital | Slade Farm | Solar | PV | No | Solar |  | 4.0966 | LV | England | South West | TQ72HE |  | 274224.0 | 45194.0 | 2015
Greencoat Capital | Long Meadow | Solar | PV | No | Solar |  | 4.1198 | LV | England | South East | LU79DY |  | 493475.0 | 217559.0 | 2015
Greencoat Capital | Honeysome | Solar | PV | No | Solar |  | 4.346 | LV | England | Eastern | PE166TG |  | 538755.0 | 286122.0 | 2016
Greencoat Capital | Bryn Bachau | Solar | PV | No | Solar |  | 4.5721 | LV | Wales | Wales | LL536RQ |  | 243136.0 | 336998.0 | 2016
Greencoat Capital | Moat Farm | Solar | PV | No | Solar |  | 4.6176 | LV | England | East Midlands | DN228QX |  | 466600.0 | 384353.0 | 2015
Greencoat Capital | Wick Road | Solar | PV | No | Solar |  | 4.6627 | LV | England | South West | BS246RR |  | 331664.0 | 154677.0 | 2016
Greencoat Capital | Carmarthen | Solar | PV | No | Solar |  | 4.7012 | LV | Wales | Wales | SA312LS |  | 0.0 | 0.0 | 2017
Greencoat Capital | SMSL1 | Solar | PV | No | Solar |  | 4.7696 | LV | England | Eastern | NR105FB |  | 626626.0 | 322780.0 | 2016
Greencoat Capital | Ashby | Solar | PV | No | Solar |  | 4.7991 | LV | England | East Midlands | LE652UN |  | 434525.0 | 317774.0 | 2016
Greencoat Capital | Lagness | Solar | PV | No | Solar |  | 4.847 | LV | England | South East | PO201LR |  | 490675.0 | 101234.0 | 2016
Greencoat Capital | Upper Meadowley | Solar | PV | No | Solar |  | 4.8654 | LV | England | West Midlands | WV166UQ |  | 366792.0 | 292516.0 | 2017
Greencoat Capital | SMSL2 | Solar | PV | No | Solar |  | 4.8905 | LV | England | Eastern | NR105FB |  | 625975.0 | 323016.0 | 2016
Greencoat Capital | Royston CIC | Solar | PV | No | Solar |  | 4.896 | LV | England | Eastern | SG85UT |  | 535667.0 | 242584.0 | 2016
Greencoat Capital | Pantymoch CIC | Solar | PV | No | Solar |  | 4.896 | LV | Wales | Wales | SA132UT |  | 277876.0 | 190467.0 | 2016
Greencoat Capital | Llancayo | Solar | PV | No | Solar |  | 4.91 | LV | Wales | Wales | NP151HY |  | 336790.0 | 203067.0 | 2011
Greencoat Capital | Ferry Farm | Solar | PV | No | Solar |  | 4.924 | LV | England | South East | PO209DZ |  | 485830.0 | 96047.0 | 2015
Greencoat Capital | FannyHouse | Solar | PV | No | Solar |  | 4.942 | LV | England | North West | LA33EF |  | 342598.0 | 462146.0 | 2015
Greencoat Capital | Springhill | Solar | PV | No | Solar |  | 4.9477 | LV | England | South West | WR127LB |  | 413653.0 | 235615.0 | 2011
Greencoat Capital | SMSL3 | Solar | PV | No | Solar |  | 4.9524 | LV | England | Eastern | NR105FB |  | 625975.0 | 323016.0 | 2016
Greencoat Capital | Royston | Solar | PV | No | Solar |  | 4.96 | LV | England | Eastern | SG85UT |  | 535667.0 | 242584.0 | 2016
Greencoat Capital | Ainderby | Solar | PV | No | Solar |  | 4.961 | LV | England | Yorkshire and Humber | DL79PZ |  | 433420.0 | 492119.0 | 2017
Greencoat Capital | Berthllwyd | Solar | PV | No | Solar |  | 4.9648 | LV | Wales | Wales | CF371PS |  | 307796.0 | 188016.0 | 2017
Greencoat Capital | RamseySolar | Solar | PV | No | Solar |  | 4.973 | LV | England | Eastern | PE262RU |  | 527862.0 | 284726.0 | 2016
Greencoat Capital | BuryGreen | Solar | PV | No | Solar |  | 4.973 | LV | England | Eastern | PE262RY |  | 525500.0 | 285500.0 | 2016
Greencoat Capital | West Strathore | Solar | PV | No | Solar |  | 4.9773 | LV | Scotland | Scotland | KY14DQ |  | 328619.0 | 697504.0 | 2017
Greencoat Capital | Ebnal Lodge | Solar | PV | No | Solar |  | 4.9894 | LV | England | West Midlands | SY107BL |  | 331810.0 | 334117.0 | 2017
Greencoat Capital | Islip | Solar | PV | No | Solar |  | 4.9912 | LV | England | East Midlands | NN143LT |  | 497983.0 | 279596.0 | 2012
Greencoat Capital | Bent Spur | Solar | PV | No | Solar |  | 4.992 | LV | England | North West | BL48SJ |  | 375173.0 | 404114.0 | 2016
Greencoat Capital | Kinmel 2 | Solar | PV | No | Solar |  | 4.992 | LV | Wales | Wales | LL229SG |  |  |  | 2016
Greencoat Capital | Pantymoch | Solar | PV | No | Solar |  | 4.992 | LV | Wales | Wales | SA132UT |  | 277876.0 | 190467.0 | 2016
Greencoat Capital | Arnawood | Solar | PV | No | Solar |  | 4.992 | LV | England | North West | LA20AE |  | 346363.0 | 459484.0 | 2017
Greencoat Capital | Bilsborrow | Solar | PV | No | Solar |  | 4.9926 | LV | England | North West | PR30RU |  | 350124.0 | 439100.0 | 2017
Greencoat Capital | Clay Cross | Solar | PV | No | Solar |  | 4.9928 | LV | England | North West | CA141LG |  | 301000.0 | 532000.0 | 2017
Greencoat Capital | Huntspill | Solar | PV | No | Solar |  | 4.993 | LV | England | South West | TA93PN |  | 332877.0 | 144342.0 | 2016
Greencoat Capital | West Carclaze | Solar | PV | No | Solar |  | 4.9948 | LV | England | South West | PL268XL |  | 201930.0 | 55161.0 | 2017
Greencoat Capital | Hunger Hill | Solar | PV | No | Solar |  | 4.9958 | LV | England | North East | DL21JZ |  | 433439.0 | 512522.0 | 2017
Greencoat Capital | Netley | Solar | PV | No | Solar |  | 4.997 | LV | England | South East | SO315FF |  | 446625.0 | 109005.0 | 2017
Greencoat Capital | Belper | Solar | PV | No | Solar |  | 4.9979 | LV | England | East Midlands | TS160PS |  | 437351.0 | 348648.0 | 2017
Greencoat Capital | Trefullock | Solar | PV | No | Solar |  | 4.9979 | LV | England | South West | TR85BH |  |  |  | 2011
Greencoat Capital | Sudbrook | Solar | PV | No | Solar |  | 4.998 | LV | Wales | Wales | NP265SR |  | 350024.0 | 187852.0 | 2016
Greencoat Capital | Carlam Hill Education | Solar | PV | No | Solar |  | 4.998 | LV | England | Yorkshire and Humber | HU75YX |  |  |  | 2016
Greencoat Capital | Bransholme Solar | Solar | PV | No | Solar |  | 4.998 | LV | England | Yorkshire and Humber | HU75YX |  |  |  | 2016
Greencoat Capital | Potters Bar | Solar | PV | No | Solar |  | 4.9981 | LV | England | Eastern | EN63DQ |  | 524112.0 | 202677.0 | 2017
Greencoat Capital | Kinmel 1 | Solar | PV | No | Solar |  | 4.9986 | LV | Wales | Wales | LL229SD |  |  |  | 2016
Greencoat Capital | Bedborough | Solar | PV | No | Solar |  | 4.999 | LV | England | South West | BH217BQ |  | 404920.0 | 101836.0 | 2015
Greencoat Capital | Merston | Solar | PV | No | Solar |  | 4.999 | LV | England | South East | PO201LL |  | 489440.0 | 102825.0 | 2016
Greencoat Capital | Henley | Solar | PV | No | Solar |  | 4.999 | LV | England | West Midlands | SY66RS |  | 345599.0 | 288062.0 | 2017
Greencoat Capital | Cockett Valley | Solar | PV | No | Solar |  | 4.9993 | LV | Wales | Wales | SA54TH |  | 260884.0 | 195188.0 | 2017
Greencoat Capital | Bodwen | Solar | PV | No | Solar |  | 4.9998 | LV | England | South West | PL268RP |  | 202672.0 | 60536.0 | 2017
Greencoat Capital | Sandhutton | Solar | PV | No | Solar |  | 4.9998 | LV | England | Yorkshire and Humber | YO74RW |  | 439302.0 | 482532.0 | 2017
Greencoat Capital | Radstone | Solar | PV | No | Solar |  | 5.2204 | LV | England | East Midlands | NN135PY |  |  |  | 2015
Greencoat Capital | GrangeFarm | Solar | PV | No | Solar |  | 5.8022 | LV | England | South East | TA210BU |  | 229006.0 | 92956.0 | 2013
Greencoat Capital | Carcant Wind Farm | wind_onshore | Onshore | No | Wind |  | 6 | LV | Scotland | Scotland |  |  | 336250.0 | 652850.0 | 2010
Greencoat Capital | Redbridge | Solar | PV | No | Solar |  | 6.4832 | LV | England | South West | DT28DY |  | 377194.0 | 88984.0 | 2013
Greencoat Capital | Westover | Solar | PV | No | Solar |  | 7.0416 | LV | England | South East | SP117SE |  | 434623.0 | 140438.0 | 2014
Greencoat Capital | Coombe | Solar | PV | No | Solar |  | 7.2785 | LV | England | South West | EX85AZ |  | 301187.0 | 84681.0 | 2015
Greencoat Capital | Stonebarrow | Solar | PV | No | Solar |  | 7.485 | LV | England | South West | EX135UL |  | 334899.0 | 98840.0 | 2014
Greencoat Capital | LowerHouse | Solar | PV | No | Solar |  | 8.2237 | LV | Wales | Wales | NP151JU |  | 334870.0 | 204817.0 | 2016
Greencoat Capital | Bin Mountain Wind Farm | wind_onshore | Onshore | No | Wind |  | 9 | LV | Northern Ireland | Northern Ireland |  |  | 57145.0 | 558200.0 | 2007
Greencoat Capital | Wilton | Solar | PV | No | Solar |  | 9.4838 | LV | England | South West | PL125BX |  | 231509.0 | 58873.0 | 2015
Greencoat Capital | Carnemough | Solar | PV | No | Solar |  | 10.1403 | LV | England | South West | TR24EL |  | 191629.0 | 52065.0 | 2016
Greencoat Capital | Earls Hall Farm | wind_onshore | Onshore | No | Wind |  | 10.25 | LV | England | Eastern |  |  | 614550.0 | 216860.0 | 2013
Greencoat Capital | Hoplass | Solar | PV | No | Solar |  | 10.3428 | LV | Wales | Wales | SA715TG |  | 190875.0 | 200362.0 | 2015
Greencoat Capital | Flit | Solar | PV | No | Solar |  | 10.4652 | LV | England | South East | OX51PH |  |  |  | 2015
Greencoat Capital | Wrangle | Solar | PV | No | Solar |  | 10.795 | LV | England | East Midlands | PE220PZ |  | 538495.0 | 348945.0 | 2014
Greencoat Capital | Sellindge | Solar | PV | No | Solar |  | 11.2093 | LV | England | South East | TN256EE |  | 608480.0 | 137870.0 | 2016
Greencoat Capital | Bobbing | Solar | PV | No | Solar |  | 11.6012 | LV | England | South East | ME97HZ |  | 586894.0 | 165757.0 | 2016
Greencoat Capital | Rowles | Solar | PV | No | Solar |  | 12.762 | LV | England | South East | OX253QQ |  |  |  | 2015
Greencoat Capital | Errol | Solar | PV | No | Solar |  | 12.9994 | LV | Scotland | Scotland | PH27NL |  | 321840.0 | 721031.0 | 2016
Greencoat Capital | Egmanton | Solar | PV | No | Solar |  | 14.1085 | LV | England | East Midlands | NG220HH |  |  |  | 2015
Greencoat Capital | Cotton Farm | wind_onshore | Onshore | No | Wind |  | 16.4 | LV | England | Eastern |  |  | 523270.0 | 264130.0 | 2013
Greencoat Capital | Yelvertoft | wind_onshore | Onshore | No | Wind |  | 16.4 | LV | England | East Midlands |  |  | 457887.0 | 275532.0 | 2013
Greencoat Capital | Langhope Rig | wind_onshore | Onshore | No | Wind |  | 16.4 | LV | Scotland | Scotland |  |  | 340519.0 | 615032.0 | 2013
Greencoat Capital | Bishopthorpe | wind_onshore | Onshore | No | Wind |  | 16.4 | LV | England | East Midlands |  |  | 532679.0 | 403330.0 | 2017
Greencoat Capital | Homestead | Solar | PV | No | Solar |  | 17.7125 | LV | England | South East | NN127LS |  | 473845.0 | 244756.0 | 2015
Greencoat Capital | Christchurch | Solar | PV | No | Solar |  | 17.9266 | LV | England | South West | BH237AA |  | 417714.0 | 95129.0 | 2015
Greencoat Capital | Rolleston | Solar | PV | No | Solar |  | 18.003 | LV | England | West Midlands | DE139HH |  | 421291.0 | 326955.0 | 2015
Greencoat Capital | Gedulah | Solar | PV | No | Solar |  | 18.33 | LV | England | North West | CA73JU |  |  |  | 2015
Greencoat Capital | Bicester | Solar | PV | No | Solar |  | 18.4 | LV | England | South East | OX252ND |  | 459052.0 | 218811.0 | 2013
Greencoat Capital | Church Hill | wind_onshore | Onshore | No | Wind |  | 18.4 | LV | Northern Ireland | Northern Ireland |  |  | 31711.0 | 543769.0 | 2012
Greencoat Capital | Kildrummy | wind_onshore | Onshore | No | Wind |  | 18.4 | LV | Scotland | Scotland |  |  | 357655.0 | 815170.0 | 2013
Greencoat Capital | Slieve Divena 2 | wind_onshore | Onshore | No | Wind |  | 18.8 | LV | Northern Ireland | Northern Ireland |  |  | 69602.0 | 524593.0 | 2017
Greencoat Capital | Screggagh | wind_onshore | Onshore | No | Wind |  | 20 | LV | Northern Ireland | Northern Ireland |  |  | 54566.0 | 520549.0 | 2011
Greencoat Capital | Sixpenny Wood | wind_onshore | Onshore | No | Wind |  | 20.5 | LV | England | Yorkshire and Humber |  |  | 478500.0 | 427500.0 | 2013
Greencoat Capital | Thornham | Solar | PV | No | Solar |  | 20.627 | LV | England | East | PE365LH |  |  |  | 2022
Greencoat Capital | Gaultney | Solar | PV | No | Solar |  | 21.558 | LV | England | East Midlands | NN142SW |  |  |  | 2015
Greencoat Capital | North Rhins | wind_onshore | Onshore | No | Wind |  | 22 | LV | Scotland | Scotland |  |  | 201980.0 | 557960.0 | 2009
Greencoat Capital | Mount Farm | Solar | PV | No | Solar |  | 23.0789 | LV | England | [5 empty] | 2016
Greencoat Capital | Maerdy | wind_onshore | Onshore | No | Wind |  | 24 | LV | Wales | Wales |  |  | 295390.0 | 199853.0 | 2013
Greencoat Capital | Aston Clinton | Solar | PV | No | Solar |  | 24.2423 | LV | England | South East | HP225DY |  | 484594.0 | 215796.0 | 2015
Greencoat Capital | Tappaghan Wind Farm | wind_onshore | Onshore | No | Wind |  | 28.5 | LV | Northern Ireland | Northern Ireland |  |  | 41015.0 | 531174.0 | 2005
Greencoat Capital | Drone Hill | wind_onshore | Onshore | No | Wind |  | 28.6 | LV | Scotland | Scotland |  |  | 383719.0 | 667227.0 | 2012
Greencoat Capital | Stroupster | wind_onshore | Onshore | No | Wind |  | 29.9 | LV | Scotland | Scotland |  |  | 334250.0 | 966250.0 | 2015
Greencoat Capital | Slieve Divena | wind_onshore | Onshore | No | Wind |  | 30 | LV | Northern Ireland | Northern Ireland |  |  | 69602.0 | 524593.0 | 2009
Greencoat Capital | Rose & Crown | Solar | PV | No | Solar |  | 30.107 | LV | England | [5 empty] | 2016
Greencoat Capital | Crighshane | wind_onshore | Onshore | No | Wind |  | 32.2 | HV | Northern Ireland | Northern Ireland |  |  | 29021.0 | 542409.0 | 2012
Greencoat Capital | ScottowMoor | Solar | PV | No | Solar |  | 33.68 | LV | England | Eastern | NR105FB |  | 626488.0 | 323770.0 | 2015
Greencoat Capital | Tom Nan Clach | wind_onshore | Onshore | No | Wind |  | 39.1 | HV | Scotland | Scotland |  |  | 286500.0 | 834500.0 | 2019
Greencoat Capital | Windy Rig | wind_onshore | Onshore | No | Wind |  | 43.2 | HV | England | Scotland |  |  |  |  | 2021
Greencoat Capital | Bann Road | Solar | PV | No | Solar |  | 45.7528 | LV | Northern Ireland | Northern Ireland |  |  | 111262.0 | 571958.0 | 2017
Greencoat Capital | Vine Farm | Solar | PV | No | Solar |  | 45.916 | LV | England | South East |  |  |  |  | 2016
Greencoat Capital | Brockaghboy | wind_onshore | Onshore | No | Wind |  | 47.5 | LV | Northern Ireland | Northern Ireland |  |  | 96550.0 | 571846.0 | 2017
Greencoat Capital | Glen Kyllachy | wind_onshore | Onshore | No | Wind |  | 48.5 | HV | England | Scotland |  |  |  |  | 2021
Greencoat Capital | Eveley | Solar | PV | No | Solar |  | 49.328 | LV | England | South East | SO206SA |  | 432815.0 | 133266.0 | 2016
Greencoat Capital | Corriegarth | wind_onshore | Onshore | No | Wind |  | 69.5 | HV | Scotland | Scotland |  |  | 257500.0 | 813500.0 | 2017
Greencoat Capital | Braes of Doune Wind Farm | wind_onshore | Onshore | No | Wind |  | 72 | HV | Scotland | Scotland |  |  | 272590.0 | 710500.0 | 2007
Intergen | Coryton Energy Company Ltd | CCGT | CCGT | No | Natural Gas |  | 800 | HV | England | South East |  |  | 565166.0 | 178798.0 | 2002
Intergen | Rocksavage Power Company Ltd | CCGT | CCGT | No | Natural Gas |  | 810 | HV | England | North West |  |  | 352414.0 | 377661.0 | 1998
Intergen | Spalding Energy Company | CCGT | CCGT | No | Natural Gas |  | 950 | HV | England | East Midlands |  |  | 524944.0 | 320245.0 | 2004
Lightsource BP | Beckton | Solar | PV | No | Solar |  | 0.45264 | LV | England | London | IG110AD |  | 545350.0 | 181950.0 | 2016
Lightsource BP | Howbery | Solar | PV | No | Solar |  | 0.7485 | LV | England | South East | TR24EP |  | 461755.0 | 190325.0 | 2011
Lightsource BP | Manor Farm | Solar | PV | No | Solar |  | 0.7636 | LV | England | South West | TA117BT |  | 493450.0 | 102216.0 | 2016
Lightsource BP | Summerlands | Solar | PV | No | Solar |  | 0.8064 | LV | England | South West | EX174DF |  | 284552.0 | 108297.0 | 2012
Lightsource BP | Rudge Hill Farm | Solar | PV | No | Solar |  | 1.0189 | LV | England | South West | DT102AB |  | 378118.0 | 112656.0 | 2013
Lightsource BP | West Bradley | Solar | PV | No | Solar |  | 1.029 | LV | England | South West | EX168BJ |  | 289684.0 | 114161.0 | 2012
Lightsource BP | Moor Solar 2 | Solar | PV | No | Solar |  | 1.0675 | LV | England | East Midlands |  |  | 544125.0 | 323559.0 | 2011
Lightsource BP | Blatchworthy | Solar | PV | No | Solar |  | 1.4125 | LV | England | South West |  | EX169QH | 250572.0 | 140713.0 | 2013
Lightsource BP | Wheal Jane | Solar | PV | No | Solar |  | 1.42 | LV | England | South West |  |  | 177412.0 | 42176.0 | 2011
Lightsource BP | Crossness | Solar | PV | No | Solar |  | 1.5037 | LV | England | London | SE29AQ |  | 548450.0 | 180950.0 | 2011
Lightsource BP | Pont Andrew | Solar | PV | No | Solar |  | 1.5443 | LV | Wales | Wales | CF449UL |  | 252617.0 | 210675.0 | 2012
Lightsource BP | Promens | Solar | PV | No | Solar |  | 1.6485 | LV | England | Eastern | NR347TB |  | 644496.0 | 288255.0 | 2011
Lightsource BP | Moor Solar 1 | Solar | PV | No | Solar |  | 1.6666 | LV | England | East Midlands |  |  | 544055.0 | 323522.0 | 2011
Lightsource BP | Trevemper | Solar | PV | No | Solar |  | 1.6999 | LV | England | South West |  |  | 181946.0 | 59506.0 | 2011
Lightsource BP | Benbole | Solar | PV | No | Solar |  | 1.739 | LV | England | South West | PL303EF |  | 202931.0 | 74850.0 | 2011
Lightsource BP | Walton | Solar | PV | No | Solar |  | 1.7863 | LV | England | South East | KT122EG |  | 511550.0 | 168450.0 | 2011
Lightsource BP | Sandhill | Solar | PV | No | Solar |  | 1.9228 | LV | England | South West |  |  | 316188.0 | 129704.0 | 2011
Lightsource BP | Morfa | Solar | PV | No | Solar |  | 1.999 | LV | Wales | Wales | CF612YT |  | 258062.0 | 301195.0 | 2016
Lightsource BP | Dunsfold | Solar | PV | No | Solar |  | 2.0006 | LV | England | South East |  |  | 501944.09999999998 | 136562.0 | 2011
Lightsource BP | Pilkington | Solar | PV | No | Solar |  | 2.2968 | LV | England | North West | L407TB |  | 346150.0 | 408856.0 | 2019
Lightsource BP | Sharland Farm | Solar | PV | No | Solar |  | 2.7711 | LV | England | South West | EX176SJ |  | 274885.0 | 105456.0 | 2017
Lightsource BP | Great Knowles | Solar | PV | No | Solar |  | 2.915 | LV | England | South West | EX226JY |  | 232612.0 | 103213.0 | 2012
Lightsource BP | Eastacombe | Solar | PV | No | Solar |  | 3.577 | LV | England | South West |  |  | 235435.0 | 99648.0 | 2012
Lightsource BP | Gelli Gron | Solar | PV | No | Solar |  | 3.597 | LV | Wales | Wales | LL536DQ |  | 241787.0 | 339725.0 | 2016
Lightsource BP | Henbury Quarry | Solar | PV | No | Solar |  | 3.684 | LV | England | South West | BH213QZ |  | 396735.0 | 97102.0 | 2015
Lightsource BP | Treguff | Solar | PV | No | Solar |  | 3.7365 | LV | Wales | Wales | CF715LT |  | 302265.0 | 171141.0 | 2015
Lightsource BP | High Point | Solar | PV | No | Solar |  | 3.7484 | LV | England | West Midlands | DY149AD |  | 366415.0 | 270925.0 | 2017
Lightsource BP | Five Mile Drive | Solar | PV | No | Solar |  | 3.912 | LV | England | South West | GL569TG |  | 413600.0 | 235700.0 | 2013
Lightsource BP | Park Farm West | Solar | PV | No | Solar |  | 3.9348 | LV | Wales | Wales | NP183NY |  | 331876.0 | 191657.0 | 2017
Lightsource BP | NOR Parsonage Wood | Solar | PV | No | Solar |  | 4.1835 | LV | England | South West | EX226LA |  | 231095.0 | 102160.0 | 2017
Lightsource BP | Francis Court | Solar | PV | No | Solar |  | 4.224 | LV | England | South West | EX53LW |  | 297957.0 | 99694.0 | 2015
Lightsource BP | Green Lane | Solar | PV | No | Solar |  | 4.2299 | LV | England | West Midlands | ST148LQ |  | 414839.0 | 330919.0 | 2017
Lightsource BP | Pressock | Solar | PV | No | Solar |  | 4.249 | LV | Scotland | Scotland | DD82SN |  | 356791.0 | 749786.0 | 2017
Lightsource BP | St Francis | Solar | PV | No | Solar |  | 4.3253 | LV | England | South East | TN339BL |  | 572709.0 | 111249.0 | 2015
Lightsource BP | Primrose Hill | Solar | PV | No | Solar |  | 4.3452 | LV | England | Yorkshire and Humber | LN85JE |  | 460491.0 | 428957.0 | 2015
Lightsource BP | Langton (FIT) | Solar | PV | No | Solar |  | 4.3472 | LV | Wales | Wales | SA659RH |  | 194473.0 | 233813.0 | 2015
Lightsource BP | Trefinnick | Solar | PV | No | Solar |  | 4.4036 | LV | England | South West | PL178QD |  | 233642.0 | 74030.0 | 2013
Lightsource BP | Marston | Solar | PV | No | Solar |  | 4.5114 | LV | England | East Midlands | NG322JP |  | 488029.0 | 342114.0 | 2011
Lightsource BP | Maes Bach | Solar | PV | No | Solar |  | 4.5594 | LV | Wales | Wales | CF381SL |  | 310571.0 | 185789.0 | 2015
Lightsource BP | Cleave Farm | Solar | PV | No | Solar |  | 4.5644 | LV | England | South West | EX394PU |  | 249891.0 | 124902.0 | 2013
Lightsource BP | Pen Rhiw | Solar | PV | No | Solar |  | 4.748 | LV | Wales | Wales | CF453UX |  | 304596.0 | 197986.0 | 2017
Lightsource BP | Upper Clayhill | Solar | PV | No | Solar |  | 4.7492 | LV | England | South East | BN85RR |  | 544648.0 | 114840.0 | 2015
Lightsource BP | Burnthouse | Solar | PV | No | Solar |  | 4.7624 | LV | England | Eastern | PE72HS |  | 534234.0 | 294198.0 | 2014
Lightsource BP | Bentley Estate | Solar | PV | No | Solar |  | 4.7819 | LV | England | South East | BN86PT |  | 548420.0 | 117019.0 | 2015
Lightsource BP | RedHill Farm | Solar | PV | No | Solar |  | 4.7976 | LV | England | South West | TA210DL |  | 308588.0 | 118087.0 | 2015
Lightsource BP | Ibstock | Solar | PV | No | Solar |  | 4.8196 | LV | England | West Midlands |  | LE676HS |  |  | 2020
Lightsource BP | Crookedstone | Solar | PV | No | Solar |  | 4.8318 | LV | Northern Ireland | Northern Ireland | BT294EH |  | 129401.0 | 538723.0 | 2016
Lightsource BP | Hawton | Solar | PV | No | Solar |  | 4.877 | LV | England | East Midlands | NG243RJ |  | 479632.0 | 348905.0 | 2011
Lightsource BP | Nefyn (Tyddyn Cae) | Solar | PV | No | Solar |  | 4.9215 | LV | Wales | Wales | LL536DS |  | 233416.0 | 338035.0 | 2015
Lightsource BP | Wick Red Farm | Solar | PV | No | Solar |  | 4.9535 | LV | England | South West | BS240HD |  | 331399.0 | 154837.0 | 2016
Lightsource BP | Bodmin | Solar | PV | No | Solar |  | 4.9768 | LV | England | South West | PL312PF |  | 206175.0 | 68428.0 | 2012
Lightsource BP | Church Farm - Slapton | Solar | PV | No | Solar |  | 4.9848 | LV | England | South East | LU79DY |  | 494241.0 | 220134.0 | 2015
Lightsource BP | Wilburton | Solar | PV | No | Solar |  | 4.99 | LV | England | Eastern | CB63PU |  | 547655.0 | 274082.0 | 2011
Lightsource BP | Manor Farm Eggington | Solar | PV | No | Solar |  | 4.992 | LV | England | Eastern | LU79PB |  | 495555.0 | 226052.0 | 2015
Lightsource BP | Cwrt Henllys | Solar | PV | No | Solar |  | 4.9925 | LV | Wales | Wales | NP447AS |  | 326262.0 | 191423.0 | 2016
Lightsource BP | Chittering | Solar | PV | No | Solar |  | 4.9934 | LV | England | Eastern |  |  | 551488.0 | 271214.0 | 2012
Lightsource BP | Bentley Estate 2 | Solar | PV | No | Solar |  | 4.9961 | LV | England | South East | BN86PT |  | 548465.0 | 117641.0 | 2016
Lightsource BP | Ffos Las | Solar | PV | No | Solar |  | 4.9968 | LV | Wales | Wales |  |  | 245478.0 | 205296.0 | 2012
Lightsource BP | Shaftesbury | Solar | PV | No | Solar |  | 4.997 | LV | England | South West | SP79HD |  | 386849.0 | 124179.0 | 2015
Lightsource BP | Hadley Farm | Solar | PV | No | Solar |  | 4.997 | LV | England | West Midlands | SY133AB |  | 351460.0 | 340636.0 | 2015
Lightsource BP | Hornacott | Solar | PV | No | Solar |  | 4.997 | LV | England | South West | EX226SD |  | 230097.0 | 95148.0 | 2015
Lightsource BP | Acrefair | Solar | PV | No | Solar |  | 4.997 | LV | Wales | Wales | LL141TU |  | 328224.0 | 343948.0 | 2015
Lightsource BP | Fields Farm (Agden) | Solar | PV | No | Solar |  | 4.9975 | LV | England | North West | SY134RB |  | 351085.0 | 344240.0 | 2017
Lightsource BP | Safeguard Bradwall | Solar | PV | No | Solar |  | 4.9975 | LV | England | North West | CW100LA |  | 375914.0 | 363479.0 | 2017
Lightsource BP | Middle Balbeggie | Solar | PV | No | Solar |  | 4.9975 | LV | Scotland | Scotland | KY13NW |  | 328584.0 | 696136.0 | 2017
Lightsource BP | Binsted | Solar | PV | No | Solar |  | 4.9979 | LV | England | South East | BN180LN |  | 498131.0 | 106406.0 | 2016
Lightsource BP | Bolsovermoor Quarry | Solar | PV | No | Solar |  | 4.9979 | LV | England | East Midlands | S446XE |  | 449954.0 | 371271.0 | 2017
Lightsource BP | North Tenement | Solar | PV | No | Solar |  | 4.9979 | LV | Wales | Wales | SA623NX |  | 193951.0 | 212945.0 | 2017
Lightsource BP | Meadow Farm (Thorpe Lanton) | Solar | PV | No | Solar |  | 4.998 | LV | England | East Midlands | LE167TR |  | 472795.0 | 290643.0 | 2017
Lightsource BP | Hill Hall Farm | Solar | PV | No | Solar |  | 4.999 | LV | England | Eastern | CM74SH |  | 565650.0 | 232265.0 | 2016
Lightsource BP | Stragglethorpe | Solar | PV | No | Solar |  | 4.9993 | LV | England | East Midlands | NG123HD |  | 463188.0 | 336136.0 | 2016
Lightsource BP | Howton | Solar | PV | No | Solar |  | 4.9997 | LV | England | South West | PL126QY |  | 238063.0 | 62770.0 | 2011
Lightsource BP | Fawley (Langley) | Solar | PV | No | Solar |  | 4.9997 | LV | England | South East | SO451AB |  | 445171.0 | 100816.0 | 2012
Lightsource BP | Cold Harbour | Solar | PV | No | Solar |  | 5 | LV | England | Yorkshire and Humber | YO73NT |  | 444776.0 | 475104.0 | 2015
Lightsource BP | School Aycliffe | Solar | PV | No | Solar |  | 5 | LV | England | North East | DL56QE |  | 426142.0 | 523694.0 | 2015
Lightsource BP | Lawrence End Park | Solar | PV | No | Solar |  | 5 | LV | England | Eastern | LU28PF |  | 513149.0 | 220690.0 | 2015
Lightsource BP | Sheriffhales | Solar | PV | No | Solar |  | 5 | LV | England | West Midlands | TF118QY |  | 375171.0 | 312179.0 | 2015
Lightsource BP | NI Cluster Knockairn Road | Solar | PV | No | Solar |  | 5.3985 | LV | Northern Ireland | Northern Ireland | BT294UE |  | 131013.0 | 531722.0 | 2017
Lightsource BP | NI Cluster Lough Road | Solar | PV | No | Solar |  | 5.399 | LV | Northern Ireland | Northern Ireland | BT282PQ |  | 129148.0 | 526209.0 | 2017
Lightsource BP | NI Cluster Hillside | Solar | PV | No | Solar |  | 5.399 | LV | Northern Ireland | Northern Ireland | BT282PQ |  | 129820.0 | 526363.0 | 2017
Lightsource BP | NI Cluster Moira Road | Solar | PV | No | Solar |  | 5.9371 | LV | Northern Ireland | Northern Ireland | BT294JL |  | 129536.0 | 531688.0 | 2017
Lightsource BP | Finvoy | Solar | PV | No | Solar |  | 5.9609 | LV | Northern Ireland | Northern Ireland | BT448SD |  | 112523.0 | 572478.0 | 2017
Lightsource BP | Little Neath | Solar | PV | No | Solar |  | 6.135 | LV | Wales | Wales | SA715AA |  | 191001.0 | 200291.0 | 2015
Lightsource BP | Langunnett | Solar | PV | No | Solar |  | 6.174 | LV | England | South West | PL220NQ |  | 215569.0 | 57824.0 | 2013
Lightsource BP | QE2 Reservoir | Solar | PV | No | Solar |  | 6.3377 | LV | England | South East | IG110AD |  | 512509.0 | 167686.0 | 2016
Lightsource BP | Brett Martin | Solar | PV | No | Solar |  | 6.4858 | LV | Northern Ireland | Northern Ireland | BT364QU |  | 141191.0 | 538562.0 | 2018
Lightsource BP | Millar Farm | Solar | PV | No | Solar |  | 7.2109 | LV | Northern Ireland | Northern Ireland | BT412JJ |  | 127283.0 | 546753.0 | 2017
Lightsource BP | West Farm | Solar | PV | No | Solar |  | 7.63 | LV | Wales | Wales | SA724UN |  | 199608.0 | 203981.0 | 2013
Lightsource BP | Hill Farm | Solar | PV | No | Solar |  | 7.6934 | LV | Wales | Wales | NP117BB |  | 319254.0 | 192650.0 | 2015
Lightsource BP | Horam | Solar | PV | No | Solar |  | 8.1151 | LV | England | South East | TN210JB |  | 557342.0 | 117038.0 | 2015
Lightsource BP | Brook Farm | Solar | PV | No | Solar |  | 8.9104 | LV | England | South East | OX251NX |  | 461083.0 | 217119.0 | 2015
Lightsource BP | Epwell | Solar | PV | No | Solar |  | 8.988 | LV | England | South East | OX156HF |  | 436715.0 | 241041.0 | 2014
Lightsource BP | Westwood | Solar | PV | No | Solar |  | 9.181 | LV | England | South East | CT125AS |  | 635063.0 | 166833.0 | 2014
Lightsource BP | Manston | Solar | PV | No | Solar |  | 9.831 | LV | England | South East | CT125AU |  | 634574.0 | 166813.0 | 2013
Lightsource BP | NI Cluster Belfast Road | Solar | PV | No | Solar |  | 9.9919 | LV | Northern Ireland | Northern Ireland | BT294TH |  | 134568.0 | 534503.0 | 2017
Lightsource BP | Wrockwardine | Solar | PV | No | Solar |  | 10.468 | LV | England | West Midlands | TF50BJ |  | 361262.0 | 311911.0 | 2015
Lightsource BP | Norrington | Solar | PV | No | Solar |  | 11.145 | LV | England | South West | SN128LT |  | 388259.0 | 164933.0 | 2014
Lightsource BP | Knowlton | Solar | PV | No | Solar |  | 11.541 | LV | England | South East | CT31PT |  | 628013.0 | 153474.0 | 2014
Lightsource BP | Fairwinds | Solar | PV | No | Solar |  | 12.1969 | LV | England | Eastern | SS166EB |  | 565725.0 | 187731.0 | 2014
Lightsource BP | Burthy | Solar | PV | No | Solar |  | 13.0804 | LV | England | South West | TR85BN |  | 191082.0 | 55525.0 | 2015
Lightsource BP | Charity Farm - CfD | Solar | PV | No | Solar |  | 14.4025 | LV | England | West Midlands | SY45SX |  | 345545.0 | 325520.0 | 2016
Lightsource BP | Brynteg | Solar | PV | No | Solar |  | 14.7866 | LV | Wales | Wales | SA154ND |  | 249621.0 | 203809.0 | 2014
Lightsource BP | Castle Combe | Solar | PV | No | Solar |  | 15.3274 | LV | England | South West | SN147EY |  | 385003.0 | 177211.0 | 2015
Lightsource BP | Prestop Park | Solar | PV | No | Solar |  | 15.852 | LV | England | East Midlands | LE652TE |  | 433582.0 | 316633.0 | 2015
Lightsource BP | Crucis Farm | Solar | PV | No | Solar |  | 16.057 | LV | England | South West | GL75DX |  | 406095.0 | 202822.0 | 2014
Lightsource BP | Sundorne Grove | Solar | PV | No | Solar |  | 18.226 | LV | England | West Midlands | SY44RR |  | 352826.0 | 315367.0 | 2015
Lightsource BP | Says Court | Solar | PV | No | Solar |  | 19.807 | LV | England | South West | BS362NY |  | 368922.0 | 181730.0 | 2014
Lightsource BP | Fareham | Solar | PV | No | Solar |  | 20.508 | LV | England | South East | PO141AU |  | 456710.0 | 103840.0 | 2014
Lightsource BP | Bury Lane | Solar | PV | No | Solar |  | 22.2159 | LV | England | Eastern | SG86DF |  | 537439.0 | 244200.0 | 2014
Lightsource BP | South Creake | Solar | PV | No | Solar |  | 26.0012 | LV | England | Eastern | NR219LY |  | 585483.0 | 335992.0 | 2016
Lightsource BP | Maghaberry | Solar | PV | No | Solar |  | 27.099 | LV | Northern Ireland | Northern Ireland | BT282PT |  | 129097.0 | 520344.0 | 2018
Lightsource BP | Hill House Farm | Solar | PV | No | Solar |  | 28.3118 | LV | England | South West | GL27AN |  | 375073.0 | 204169.0 | 2015
Lightsource BP | Exning | Solar | PV | No | Solar |  | 30.276 | LV | England | Eastern | CB80XG |  | 561429.0 | 263931.0 | 2015
Lightsource BP | Goosehall | Solar | PV | No | Solar |  | 43.2216 | LV | England | Eastern | CB250BN |  |  |  | 2020
Lightsource BP | Crundale | Solar | PV | No | Solar |  | 43.6643 | LV | Wales | Wales | SA624PY |  | 198922.0 | 217459.0 | 2015
LondonEnergy | Londonwaste Ltd | Bioenergy | Bioenergy | No | MSW |  | 50 | LV | England | London | N183AG |  | 535050.0 | 192550.0 | 1970
Marchwood Power | Marchwood Power | CCGT | CCGT | No | Natural Gas |  | 898 | HV | England | South East | SO404BD |  | 438274.0 | 108147.0 | 2009
Moray Offshore Windfarm (East) Ltd | Moray Offshore Windfarm East Limited | wind_offshore | Offshore | No | Wind |  | 950 | HV | England | Scotland | AB439BR |  |  |  | 2021
Octopus Investments | North Perrott Fruit Farm | Solar | PV | No | Solar |  | 0.8232 | LV | England | South West | TA187SN |  | 346475.0 | 110116.0 | 2013
Octopus Investments | Whiddon Farm | Solar | PV | No | Solar |  | 0.89739 | LV | England | South West | EX226PJ |  | 239451.0 | 97227.0 | 2013
Octopus Investments | Palfreys Barton | Solar | PV | No | Solar |  | 0.96138 | LV | England | South West | EX167RZ |  | 296533.0 | 118055.0 | 2013
Octopus Investments | Southcombe Farm | Solar | PV | No | Solar |  | 1.2127 | LV | England | South West | EX215RF |  | 244284.0 | 111956.0 | 2013
Octopus Investments | Ellicombe | Solar | PV | No | Solar |  | 1.3257 | LV | England | South West | EX175LS |  | 274429.0 | 105004.0 | 2013
Octopus Investments | Tredown Farm | Solar | PV | No | Solar |  | 1.4348 | LV | England | South West | PL160HH |  | 239431.0 | 81407.0 | 2013
Octopus Investments | Clann Farm | Solar | PV | No | Solar |  | 1.489 | LV | England | South West | PL305HD |  | 202639.0 | 63931.0 | 2014
Octopus Investments | Higher Knapp Farm | Solar | PV | No | Solar |  | 1.5116 | LV | England | South West | TA36AY |  | 330222.0 | 124913.0 | 2013
Octopus Investments | Craymarsh | Solar | PV | No | Solar |  | 1.8161 | LV | England | South West | SN126RG |  | 393506.0 | 162624.0 | 2012
Octopus Investments | Slaughtergate | Solar | PV | No | Solar |  | 1.8385 | LV | England | South West | SP85NH |  | 378233.0 | 127441.0 | 2013
Octopus Investments | Hollamoor | Solar | PV | No | Solar |  | 2.2363 | LV | England | South West | EX313HX |  | 254698.0 | 129964.0 | 2013
Octopus Investments | Corntown Solar | Solar | PV | No | Solar |  | 2.4832 | LV | Wales | Wales | CF355FB |  | 293545.0 | 177153.0 | 2017
Octopus Investments | Hill End Farm | Solar | PV | No | Solar |  | 2.84 | LV | England | South East | RG265HA |  | 462034.0 | 157344.0 | 2014
Octopus Investments | Higher Trenhayle | Solar | PV | No | Solar |  | 2.9322 | LV | England | South West | TR275JU |  | 158256.0 | 36251.0 | 2013
Octopus Investments | Mopley/Cadland | Solar | PV | No | Solar |  | 3.016 | LV | England | South East | SO451YH |  | 444681.0 | 100949.0 | 2013
Octopus Investments | Apse New Barn | Solar | PV | No | Solar |  | 3.0658 | LV | England | South East | PO377PS |  | 456363.0 | 82780.0 | 2013
Octopus Investments | Pitts Farm | Solar | PV | No | Solar |  | 3.2141 | LV | England | South West | BA53HG |  | 359176.0 | 146235.0 | 2014
Octopus Investments | Willsland | Solar | PV | No | Solar |  | 3.267 | LV | England | South West | EX215LS |  | 250049.0 | 104054.0 | 2013
Octopus Investments | Dairy House Farm | Solar | PV | No | Solar |  | 3.366 | LV | England | North West | CW56DN |  | 365834.0 | 356455.0 | 2016
Octopus Investments | Blaby | Solar | PV | No | Solar |  | 3.4802 | LV | England | East Midlands | LE85QW |  | 458722.0 | 296614.0 | 2016
Octopus Investments | Ratcliffe House Farm | Solar | PV | No | Solar |  | 3.498 | LV | England | East Midlands | CV93LZ |  | 433432.0 | 299754.0 | 2015
Octopus Investments | Penhale | Solar | PV | No | Solar |  | 3.5251 | LV | England | South West | PL277RQ |  | 194606.0 | 71371.0 | 2013
Octopus Investments | Chawton | Solar | PV | No | Solar |  | 3.6544 | LV | England | South East | PO318QT |  | 449357.0 | 93055.0 | 2013
Octopus Investments | Week Farm 2 | Solar | PV | No | Solar |  | 3.7301 | LV | England | South West | EX387HU |  | 251218.0 | 119059.0 | 2014
Octopus Investments | Ninnis | Solar | PV | No | Solar |  | 3.8822 | LV | England | South West | PL267EN |  | 198252.0 | 50490.0 | 2013
Octopus Investments | Bystock Farm | Solar | PV | No | Solar |  | 4.05 | LV | England | South West | EX85ED |  | 302289.0 | 84362.0 | 2015
Octopus Investments | Seaton Road | Solar | PV | No | Solar |  | 4.16 | LV | England | East Midlands | LE159BG |  | 487565.0 | 299395.0 | 2017
Octopus Investments | Newlands | Solar | PV | No | Solar |  | 4.279 | LV | England | South West | EX135SF |  | 333040.0 | 97434.0 | 2013
Octopus Investments | Lawn Lane | Solar | PV | No | Solar |  | 4.3235 | LV | England | West Midlands | WV95BB |  | 390095.0 | 304875.0 | 2016
Octopus Investments | Fullerton | Solar | PV | No | Solar |  | 4.3566 | LV | England | South East | SP117HR |  | 437054.0 | 141581.0 | 2017
Octopus Investments | New Row Farm | Solar | PV | No | Solar |  | 4.4504 | LV | England | South West | BA44JT |  | 363204.0 | 145130.0 | 2014
Octopus Investments | Lovedean | Solar | PV | No | Solar |  | 4.5438 | LV | England | South East | PO80SH |  | 468005.0 | 112956.0 | 2013
Octopus Investments | Ryston Farm | Solar | PV | No | Solar |  | 4.6231 | LV | England | Eastern | PE380AA |  | 561681.0 | 302008.0 | 2015
Octopus Investments | Crapnell Farm | Solar | PV | No | Solar |  | 4.6679 | LV | England | South West | BA53HG |  | 359691.0 | 145698.0 | 2014
Octopus Investments | Stormy Down | Solar | PV | No | Solar |  | 4.672 | LV | Wales | Wales | CF334RS |  | 284154.0 | 180554.0 | 2017
Octopus Investments | Barn Farm | Solar | PV | No | Solar |  | 4.692 | LV | England | Eastern | CO112UX |  | 615682.0 | 231393.0 | 2015
Octopus Investments | Strete | Solar | PV | No | Solar |  | 4.8546 | LV | England | South West | EX52PL |  | 304235.0 | 94913.0 | 2013
Octopus Investments | Northmoor | Solar | PV | No | Solar |  | 4.9149 | LV | England | South West | EX226TD |  | 227223.0 | 97462.0 | 2015
Octopus Investments | Manor Farm Dorset | Solar | PV | No | Solar |  | 4.922 | LV | England | South West | SP85PR |  | 377815.0 | 128359.0 | 2014
Octopus Investments | Penyrheollas | Solar | PV | No | Solar |  | 4.9862 | LV | Wales | Wales | NP120HY |  | 318604.0 | 201211.0 | 2017
Octopus Investments | Lochcraigs Farm | Solar | PV | No | Solar |  | 4.992 | LV | Scotland | Scotland | KA204LB |  | 227518.0 | 643857.0 | 2017
Octopus Investments | Bratton Fleming | Solar | PV | No | Solar |  | 4.9921 | LV | England | South West | EX327LG |  | 265395.0 | 137979.0 | 2013
Octopus Investments | Brickkiln Lane | Solar | PV | No | Solar |  | 4.9933 | LV | England | Eastern | NR148AJ |  | 620403.0 | 299944.0 | 2016
Octopus Investments | Cressing | Solar | PV | No | Solar |  | 4.9939 | LV | England | Eastern | CM778PD |  | 579757.0 | 218798.0 | 2016
Octopus Investments | Holtwood | Solar | PV | No | Solar |  | 4.9941 | LV | England | East Midlands | DE65JW |  | 412619.0 | 333405.0 | 2016
Octopus Investments | Trench Farm | Solar | PV | No | Solar |  | 4.997 | LV | Wales | Wales | LL130NA |  | 338419.0 | 339068.0 | 2015
Octopus Investments | Peterlee | Solar | PV | No | Solar |  | 4.9972 | LV | England | North East | SR83UJ |  | 440912.0 | 542443.0 | 2016
Octopus Investments | Deepdale | Solar | PV | No | Solar |  | 4.9972 | LV | England | East Midlands | NG348SH |  | 507434.0 | 349013.0 | 2016
Octopus Investments | Mill Hill Farm | Solar | PV | No | Solar |  | 4.9979 | LV | England | Yorkshire and Humber | YO606QN |  | 463388.0 | 467066.0 | 2015
Octopus Investments | Averill Farm | Solar | PV | No | Solar |  | 4.9979 | LV | England | East Midlands | DE556HB |  | 441094.0 | 361390.0 | 2015
Octopus Investments | Pollington Airfield | Solar | PV | No | Solar |  | 4.9979 | LV | England | Yorkshire and Humber | DN140BA |  | 461763.0 | 420790.0 | 2015
Octopus Investments | Ash Row Farm | Solar | PV | No | Solar |  | 4.9979 | LV | England | Yorkshire and Humber | LS256JJ |  | 451649.0 | 433677.0 | 2015
Octopus Investments | Carlisle Estate | Solar | PV | No | Solar |  | 4.9979 | LV | England | North West | CA57ES |  | 336020.0 | 546015.0 | 2016
Octopus Investments | Peter Hill | Solar | PV | No | Solar |  | 4.9979 | LV | England | Yorkshire and Humber | YO614PN |  | 450038.0 | 473183.0 | 2016
Octopus Investments | Staining Wood | Solar | PV | No | Solar |  | 4.9979 | LV | England | North West | PR43PH |  | 336929.0 | 432551.0 | 2016
Octopus Investments | Park Wall | Solar | PV | No | Solar |  | 4.998 | LV | England | South West | TA70HY |  | 332133.0 | 136030.0 | 2012
Octopus Investments | Turves | Solar | PV | No | Solar |  | 4.998 | LV | England | Eastern | PE72HS |  | 533992.0 | 294321.0 | 2013
Octopus Investments | Causilgey | Solar | PV | No | Solar |  | 4.998 | LV | England | South West | TR49EP |  | 177775.0 | 47586.0 | 2013
Octopus Investments | Birch Estate | Solar | PV | No | Solar |  | 4.998 | LV | England | Eastern | CO20NU |  | 593323.0 | 219800.0 | 2015
Octopus Investments | Molland Farm | Solar | PV | No | Solar |  | 4.9985 | LV | England | South West | EX363PS |  | 282422.0 | 126165.0 | 2015
Octopus Investments | Tooley Farm | Solar | PV | No | Solar |  | 4.9985 | LV | England | Eastern | CM63AA |  | 564888.0 | 223424.0 | 2015
Octopus Investments | Walland Farm | Solar | PV | No | Solar |  | 4.9993 | LV | England | South West | EX395DP |  | 235344.0 | 122223.0 | 2015
Octopus Investments | Cloford Common Farm | Solar | PV | No | Solar |  | 4.9993 | LV | England | South West | BA114PE |  | 373029.0 | 143593.0 | 2015
Octopus Investments | Short Hazel | Solar | PV | No | Solar |  | 4.9993 | LV | England | East Midlands | DE117BD |  | 433077.0 | 319883.0 | 2016
Octopus Investments | Guisborough | Solar | PV | No | Solar |  | 4.9993 | LV | England | North East | TS146QX |  | 460407.0 | 516083.0 | 2016
Octopus Investments | The Breck | Solar | PV | No | Solar |  | 4.9993 | LV | England | East Midlands | S432NP |  | 442323.0 | 376116.0 | 2016
Octopus Investments | Rew Farm | Solar | PV | No | Solar |  | 5.0627 | LV | England | South West | PL305AW |  | 209034.0 | 61130.0 | 2014
Octopus Investments | Bentley | Solar | PV | No | Solar |  | 5.0984 | LV | England | North West | CW13PL |  | 368446.0 | 356533.0 | 2013
Octopus Investments | Westwood Farm | Solar | PV | No | Solar |  | 5.1469 | LV | England | East Midlands | NG220PF |  | 471765.0 | 370062.0 | 2014
Octopus Investments | Hatchlands | Solar | PV | No | Solar |  | 5.2175 | LV | England | South West | TQ97LB |  | 273302.0 | 59712.0 | 2013
Octopus Investments | Bradford | Solar | PV | No | Solar |  | 5.2874 | LV | England | South West | EX226LQ |  | 227973.0 | 100750.0 | 2013
Octopus Investments | Decoy | Solar | PV | No | Solar |  | 5.3424 | LV | England | South East | PO203TR |  | 492213.0 | 104099.0 | 2014
Octopus Investments | Tavells | Solar | PV | No | Solar |  | 5.4106 | LV | England | South East | SO404WH |  | 438181.0 | 110655.0 | 2013
Octopus Investments | Shipton Bellinger | Solar | PV | No | Solar |  | 5.4331 | LV | England | South East | SP40EG |  | 423437.0 | 143998.0 | 2013
Octopus Investments | Little T | Solar | PV | No | Solar |  | 5.4439 | LV | England | South West | TR109EF |  | 171916.0 | 31778.0 | 2013
Octopus Investments | West Hall | Solar | PV | No | Solar |  | 5.511 | LV | Wales | Wales | CF624ZW |  | 302476.0 | 166946.0 | 2014
Octopus Investments | Hazard | Solar | PV | No | Solar |  | 5.6566 | LV | England | South West | TQ97LN |  | 274991.0 | 59302.0 | 2014
Octopus Investments | Tregassow | Solar | PV | No | Solar |  | 5.8714 | LV | England | South West | TR49BL |  | 185395.0 | 49565.0 | 2013
Octopus Investments | Caswell | Solar | PV | No | Solar |  | 5.9054 | LV | England | South West | BA229RH |  | 357538.0 | 109283.0 | 2016
Octopus Investments | Hewas | Solar | PV | No | Solar |  | 5.9829 | LV | England | South West | TR24EP |  | 191590.0 | 53161.0 | 2013
Octopus Investments | Drapers Farm | Solar | PV | No | Solar |  | 5.9986 | LV | England | Eastern | CM31QF |  | 572146.0 | 220468.0 | 2014
Octopus Investments | Ottringham | Solar | PV | No | Solar |  | 6.073 | LV | England | Yorkshire and Humber | HU120AD |  | 527561.0 | 424182.0 | 2014
Octopus Investments | Meadow Farm | Solar | PV | No | Solar |  | 6.114 | LV | England | Eastern | IP264RG |  | 572611.0 | 296975.0 | 2014
Octopus Investments | Upper Farringdon | Solar | PV | No | Solar |  | 6.1758 | LV | England | South East | GU343HW |  | 471468.0 | 135482.0 | 2015
Octopus Investments | Manston Thorne | Solar | PV | No | Solar |  | 6.1986 | LV | England | South East | CT125DS |  | 633388.0 | 164922.0 | 2014
Octopus Investments | Marley Thatch | Solar | PV | No | Solar |  | 6.2227 | LV | England | South West | TQ109LW |  | 271573.0 | 59890.0 | 2013
Octopus Investments | Reaches Farm | Solar | PV | No | Solar |  | 6.2436 | LV | England | Eastern | IP265LA |  | 573913.0 | 298817.0 | 2014
Octopus Investments | Chittering 2 | Solar | PV | No | Solar |  | 6.3046 | LV | England | Eastern | CB259PH |  | 551264.0 | 270881.0 | 2013
Octopus Investments | Rudge Manor | Solar | PV | No | Solar |  | 6.3872 | LV | England | South West | SN82HN |  | 427444.0 | 169114.0 | 2013
Octopus Investments | Lenham | Solar | PV | No | Solar |  | 6.6067 | LV | England | South East | ME172HX |  | 589450.0 | 151072.0 | 2012
Octopus Investments | Parkhouse | Solar | PV | No | Solar |  | 6.6405 | LV | England | South East | SP97UZ |  | 422792.0 | 144085.0 | 2013
Octopus Investments | Oaklands | Solar | PV | No | Solar |  | 6.8544 | LV | England | South West | TN261ER |  | 596397.0 | 144740.0 | 2015
Octopus Investments | Sutton Mawr | Solar | PV | No | Solar |  | 7.524 | LV | Wales | Wales | CF623AB |  | 307224.0 | 170024.0 | 2014
Octopus Investments | Avenue Farm | Solar | PV | No | Solar |  | 7.6484 | LV | England | Eastern | NR147PJ |  | 628770.0 | 303787.0 | 2015
Octopus Investments | Lexham | Solar | PV | No | Solar |  | 7.9184 | LV | England | Eastern | PE322RY |  | 587463.0 | 319985.0 | 2013
Octopus Investments | Hullavington | Solar | PV | No | Solar |  | 8.316 | LV | England | South West | SN146QP |  | 389154.0 | 182299.0 | 2014
Octopus Investments | North Wayton | Solar | PV | No | Solar |  | 8.3982 | LV | England | South West | PL126QQ |  | 242671.0 | 62588.0 | 2014
Octopus Investments | Pyde Drove | Solar | PV | No | Solar |  | 8.436 | LV | England | South West | TA78DN |  | 335530.0 | 142499.0 | 2014
Octopus Investments | The Hollies | Solar | PV | No | Solar |  | 8.605 | LV | England | East Midlands | PE244SH |  | 549558.0 | 363539.0 | 2013
Octopus Investments | Somerton Door | Solar | PV | No | Solar |  | 8.701 | LV | England | South West | TA116JA |  | 347045.0 | 130025.0 | 2015
Octopus Investments | Natewood | Solar | PV | No | Solar |  | 8.978 | LV | England | South East | BN273PH |  | 557796.0 | 107151.0 | 2015
Octopus Investments | Spittleborough | Solar | PV | No | Solar |  | 9.1443 | LV | England | South West | SN48ET |  | 408318.0 | 183058.0 | 2014
Octopus Investments | Rydon Farm | Solar | PV | No | Solar |  | 9.5763 | LV | England | South West | TQ126DB |  | 284136.0 | 68721.0 | 2015
Octopus Investments | Tillhouse | Solar | PV | No | Solar |  | 10.5105 | LV | England | South West | EX53BG |  | 301013.0 | 96534.0 | 2014
Octopus Investments | The Hydes | Solar | PV | No | Solar |  | 10.7161 | LV | England | Eastern | CM74TX |  | 564210.0 | 230560.0 | 2014
Octopus Investments | Hill Farm (OI) | Solar | PV | No | Solar |  | 10.8443 | LV | England | South East | PO360BB |  | 461387.0 | 89012.0 | 2014
Octopus Investments | Wiggin Hill | Solar | PV | No | Solar |  | 11.4436 | LV | England | Eastern | PE273LL |  | 530442.0 | 273663.0 | 2015
Octopus Investments | Burntstalk Farm | Solar | PV | No | Solar |  | 11.5248 | LV | England | Eastern | PE321JA |  | 577721.0 | 311630.0 | 2013
Octopus Investments | Stratton Hall | Solar | PV | No | Solar |  | 11.7649 | LV | England | Eastern | IP100PL |  | 625674.0 | 239588.0 | 2014
Octopus Investments | Eakring | Solar | PV | No | Solar |  | 11.7931 | LV | England | East Midlands | NG220AN |  | 466033.0 | 362403.0 | 2015
Octopus Investments | Singrug | Solar | PV | No | Solar |  | 11.9959 | LV | Wales | Wales | NP122BG |  | 319137.0 | 193566.0 | 2015
Octopus Investments | Lodge Farm | Solar | PV | No | Solar |  | 11.9975 | LV | England | East Midlands | NG139PL |  | 478519.0 | 341598.0 | 2014
Octopus Investments | Mount Mill | Solar | PV | No | Solar |  | 11.9998 | LV | England | East Midlands | MK196DG |  | 476366.0 | 237708.0 | 2015
Octopus Investments | Bishops Sutton | Solar | PV | No | Solar |  | 12 | LV | England | South East | SO240AA |  | 459558.0 | 131825.0 | 2014
Octopus Investments | Littleton Farm | Solar | PV | No | Solar |  | 12.0057 | LV | England | South West | DT119QP |  | 388332.0 | 105051.0 | 2015
Octopus Investments | Chisbon | Solar | PV | No | Solar |  | 12.338 | LV | England | Eastern | CO168HJ |  | 612862.0 | 218208.0 | 2015
Octopus Investments | Chediston Hall | Solar | PV | No | Solar |  | 12.348 | LV | England | Eastern | IP190RA |  | 636663.0 | 278367.0 | 2013
Octopus Investments | Parciau | Solar | PV | No | Solar |  | 12.7195 | LV | Wales | Wales | LL551TS |  | 250255.0 | 365482.0 | 2015
Octopus Investments | Westerfield | Solar | PV | No | Solar |  | 12.9793 | LV | England | South East | OX183PA |  | 427125.0 | 209714.0 | 2015
Octopus Investments | Woodlands Farm | Solar | PV | No | Solar |  | 13.1592 | LV | England | South East | CT34NB |  | 617569.0 | 163068.0 | 2015
Octopus Investments | Wedgehill | Solar | PV | No | Solar |  | 13.5078 | LV | England | South West | BH216SB |  | 406557.0 | 108809.0 | 2015
Octopus Investments | Little Morton | Solar | PV | No | Solar |  | 14.289 | LV | England | East Midlands | DN228HE |  | 467187.0 | 379023.0 | 2014
Octopus Investments | Bryn Yr Odyn | Solar | PV | No | Solar |  | 14.8971 | LV | Wales | Wales | LL625DE |  | 239600.0 | 373400.0 | 2015
Octopus Investments | Six Hills | Solar | PV | No | Solar |  | 18.7387 | LV | England | East Midlands | LE143PR |  | 463321.0 | 321230.0 | 2015
Octopus Investments | Melbourn Black Peak | Solar | PV | No | Solar |  | 18.9552 | LV | England | Eastern | SG87ND |  | 540507.0 | 244190.0 | 2015
Octopus Investments | Sycamore | Solar | PV | No | Solar |  | 19.0121 | LV | England | South East | TN299SY |  | 601943.0 | 125385.0 | 2014
Octopus Investments | Willburton 2 (Mingay Farm) | Solar | PV | No | Solar |  | 19.3208 | LV | England | Eastern | CB63PU |  | 547073.0 | 272967.0 | 2014
Octopus Investments | Thoresby | Solar | PV | No | Solar |  | 19.8092 | LV | England | East Midlands | NG229EX |  | 460364.0 | 370225.0 | 2015
Octopus Investments | Pitchford | Solar | PV | No | Solar |  | 21.0084 | LV | England | West Midlands |  |  | 350965.0 | 302668.0 | 2015
Octopus Investments | Abbots Ripton | Solar | PV | No | Solar |  | 24.6672 | LV | England | Eastern | PE282LQ |  | 522746.0 | 277158.0 | 2014
Octopus Investments | Waterloo Farm 1 and 2 | Solar | PV | No | Solar |  | 28.6681 | LV | England | Eastern | SG192JW |  | 518826.0 | 251804.0 | 2015
Octopus Investments | Melbourn Muncey Farm | Solar | PV | No | Solar |  | 30.9417 | LV | England | Eastern | SG86DG |  | 537951.0 | 242629.0 | 2015
Octopus Investments | Ermine Street | Solar | PV | No | Solar |  | 32.4494 | LV | England | East Midlands | NG348QT |  | 499291.0 | 347452.0 | 2014
Orsted | Gunfleet Sands Demo | wind_offshore | Offshore | No | Wind |  | 12 | HV | England | South East |  |  | 620650.0 | 205297.0 | 2013
Orsted | Gunfleet Sands 02 | wind_offshore | Offshore | No | Wind |  | 67 | HV | England | South East |  |  | 622317 | 622317 | 2010
Orsted | Barrow | wind_offshore | Offshore | No | Wind |  | 90 | HV | England | North West |  |  | 314978.0 | 455827.0 | 2006
Orsted | Burbo | wind_offshore | Offshore | No | Wind |  | 90 | LV | England | North West |  |  | 321476.0 | 399706.0 | 2008
Orsted | Gunfleet Sands 01 | wind_offshore | Offshore | No | Wind |  | 108 | HV | England | South East |  |  | 622317 | 208468 | 2010
Orsted | Walney 01 | wind_offshore | Offshore | No | Wind |  | 183 | HV | England | North West |  |  | 300833 | 461449 | 2011
Orsted | Walney 02 | wind_offshore | Offshore | No | Wind |  | 183 | HV | England | North West |  |  | 300833 | 461449 | 2012
Orsted | Westermost Rough | wind_offshore | Offshore | No | Wind |  | 210 | HV | England | Yorkshire and Humber |  |  | 541677.0 | 436555.0 | 2015
Orsted | Burbo Extension | wind_offshore | Offshore | No | Wind |  | 259 | HV | England | North West |  |  | 315815.0 | 398892.0 | 2016
Orsted | Lincs | wind_offshore | Offshore | No | Wind |  | 270 | HV | England | East Midlands |  |  | 567020.0 | 368144.0 | 2013
Orsted | Walney 04 | wind_offshore | Offshore | No | Wind |  | 329 | HV | England | North West |  |  | 320039.0 | 464000.0 | 2018
Orsted | Walney 03 | wind_offshore | Offshore | No | Wind |  | 330 | HV | England | North West |  |  | 295033.0 | 466313.0 | 2017
Orsted | West of Duddon Sands | wind_offshore | Offshore | No | Wind |  | 389 | HV | England | North West |  |  | 304230.0 | 455334.0 | 2014
Orsted | Hornsea 02 Soundmark | wind_offshore | Offshore | No | Wind |  | 462 | HV | [6 empty] | 2022
Orsted | Race Bank | wind_offshore | Offshore | No | Wind |  | 573 | HV | England | Eastern |  |  | 573300.0 | 363000.0 | 2018
Orsted | Hornsea 01 | wind_offshore | Offshore | No | Wind |  | 1218 | HV | England | North East |  |  | 626000.0 | 426000.0 | 2019
Part of Drax Group | Drumjohn | Hydro | Natural Flow | No | Hydro |  | 1 | LV | Scotland | Scotland | DG73TJ |  | 252514.43564800001 | 597670.45692799997 | 1935
Part of Drax Group | Stonebyres | Hydro | Natural Flow | No | Hydro |  | 6 | LV | Scotland | Scotland | ML119UP |  | 284977.43216500001 | 644040.90092599997 | 1927
Part of Drax Group | Bonnington | Hydro | Natural Flow | No | Hydro |  | 11 | LV | Scotland | Scotland | ML119TB |  | 288851.29212100001 | 641742.81936800003 | 1927
Part of Drax Group | Carsfad | Hydro | Natural Flow | No | Hydro |  | 12 | LV | Scotland | Scotland | DG73ST |  | 259672.544711 | 584952.22294799995 | 1935
Part of Drax Group | Earlstoun | Hydro | Natural Flow | No | Hydro |  | 14 | LV | Scotland | Scotland | DG73SR |  | 261304.67353900001 | 583126.64510099997 | 1935
Part of Drax Group | Kendoon | Hydro | Natural Flow | No | Hydro |  | 24 | LV | Scotland | Scotland | DG73UB |  | 261359.07337200001 | 589083.399385 | 1935
Part of Drax Group | Glenlee | Hydro | Natural Flow | No | Hydro |  | 24 | LV | Scotland | Scotland | DG73SF |  | 261221.35846700001 | 580243.46073699999 | 1935
Part of Drax Group | Tongland | Hydro | Natural Flow | No | Hydro |  | 33 | LV | Scotland | Scotland | DG64LT |  | 270138.10144599999 | 554580.98591599998 | 1935
Part of Drax Group | Drax Power Station Coal Units | Coal | Conventional steam | No | Coal |  | 1320 | HV | England | Yorkshire and Humber | YO88PH |  | 467439.0 | 425837.0 | 1974
Part of Drax Group | Drax Power Station Biomass Units | Bioenergy | Bioenergy | No | Biomass |  | 2640 | HV | England | Yorkshire and Humber | YO88PH |  | 466650.0 | 427050.0 | 2013
Part of PX Group | Fellside CHP | CCGT | CCGT | Yes | Natural Gas |  | 155 | HV | England | North West | CA201PG |  | 303202.0 | 503793.0 | 1995
Pennant Walters | Maesgwyn Solar | Solar | PV | No | Solar |  | 2.5 | LV | Wales | Wales |  | SASN86400890 | 288678.0 | 207067.0 | 2017
Pennant Walters | Maesgwyn Extension | wind_onshore | Onshore | No | Wind |  | 2.5 | HV | Wales | Wales |  | SN8710908818 | 286568.0 | 205930.0 | 2017
Pennant Walters | Pant y Wal Extension | wind_onshore | Onshore | No | Wind |  | 20 | HV | Wales | Wales | CF356ED |  | 294649.0 | 188695.0 | 2017
Pennant Walters | Mynydd Bwllfa | wind_onshore | Onshore | No | Wind |  | 22.5 | HV | Wales | Wales | CF449NB |  | 295979.0 | 205172.0 | 2015
Pennant Walters | Maesgwyn | wind_onshore | Onshore | No | Wind |  | 26 | HV | Wales | Wales |  | SASN86400890 | 285500.0 | 205500.0 | 2011
Pennant Walters | Pant y Wal | wind_onshore | Onshore | No | Wind |  | 52.5 | HV | Wales | Wales | CF356ED |  | 295886.0 | 191521.0 | 2013
Quintas Energy | Willersey | Solar | PV | No | Solar |  | 3.7814 | LV | England | South West | WR117HF |  | 409850.0 | 240750.0 | 2014
Quintas Energy | Pen y cae | Solar | PV | No | Solar |  | 4.9694 | LV | Wales | Wales | LL141TP |  | 328970.0 | 344020.0 | 2016
Quintas Energy | Astley | Solar | PV | No | Solar |  | 4.992 | LV | England | West Midlands | WV156ER |  | 378234.0 | 286133.0 | 2016
Quintas Energy | Chalcroft | Solar | PV | No | Solar |  | 6.3396 | LV | England | South East | SO302HU |  | 448713.0 | 116890.0 | 2013
RES Group | High Down | wind_onshore | Onshore | No | Wind |  | 0.5 | LV | England | South West |  |  | 230770.0 | 69217.0 | 2014
RES Group | Barlborough | wind_onshore | Onshore | No | Wind |  | 0.85 | LV | England | East Midlands |  |  | 448975.0 | 376975.0 | 2015
RES Group | Roskrow Barton | wind_onshore | Onshore | No | Wind |  | 1.7 | LV | England | South West |  |  | 176500.0 | 35500.0 | 2008
RES Group | Ramsey | wind_onshore | Onshore | No | Wind |  | 1.8 | LV | England | Eastern |  |  | 528800.0 | 284900.0 | 2008
RES Group | Whittlesey | wind_onshore | Onshore | No | Wind |  | 1.8 | LV | England | Eastern |  |  | 524027.0 | 297139.0 | 2015
RES Group | Forss Wind Farm (GB) | wind_onshore | Onshore | No | Wind |  | 2 | LV | Scotland | Scotland | KW147U |  | 302000.0 | 969500.0 | 2003
RES Group | High Sharpley | wind_onshore | Onshore | No | Wind |  | 2.6 | LV | England | North East |  |  | 442644.0 | 549702.0 | 2006
RES Group | Mendennick Solar | Solar | PV | No | Solar |  | 2.64 | LV | England | South West |  |  | 241551.0 | 53320.0 | 2015
RES Group | Castle Pill Farm 1 - A, C | wind_onshore | Onshore | No | Wind |  | 3.148 | HV | Wales | Wales |  |  | 192398.0 | 207108.0 | 2004
RES Group | Braich Ddu | wind_onshore | Onshore | No | Wind |  | 3.9 | LV | Wales | Wales |  |  | 267500.0 | 301500.0 | 2007
RES Group | High Pow | wind_onshore | Onshore | No | Wind |  | 3.9 | LV | England | North West |  |  | 323550.0 | 544400.0 | 2015
RES Group | High Haswell Wind Farm | wind_onshore | Onshore | No | Wind |  | 4 | LV | England | North East |  |  | 436675.0 | 543772.0 | 2011
RES Group | Orchard End Windfarm | wind_onshore | Onshore | No | Wind |  | 4 | LV | England | North West |  |  | 343216.0 | 445233.0 | 2013
RES Group | French Farm Wind Farm | wind_onshore | Onshore | No | Wind |  | 4 | LV | England | Eastern |  |  | 528300.0 | 309000.0 | 2016
RES Group | Rodbaston | wind_onshore | Onshore | No | Wind |  | 4 | LV | England | West Midlands |  |  |  |  | 2016
RES Group | Four Burrows Wind Farm (GB) | wind_onshore | Onshore | No | Wind |  | 4.5 | LV | England | South West | TR48JB |  | 176000.0 | 48200.0 | 1995
RES Group | Loscar | wind_onshore | Onshore | No | Wind |  | 4.5 | LV | England | Yorkshire and Humber |  |  | 451000.0 | 380000.0 | 2010
RES Group | Goonhilly Solar | Solar | PV | No | Solar |  | 4.51 | LV | England | South West |  |  | 169711.0 | 21226.0 | 2014
RES Group | Marvel (Stone Farm) | Solar | PV | No | Solar |  | 5 | LV | England | South East | PO303BQ |  | 451260.0 | 86014.0 | 2015
RES Group | Brackagh Quarry | wind_onshore | Onshore | No | Wind |  | 5.001 | LV | Northern Ireland | Northern Ireland |  |  | 97617.0 | 556429.0 | 2016
RES Group | Forss Extension Wind Farm (GB) | wind_onshore | Onshore | No | Wind |  | 5.2 | LV | Scotland | Scotland | KW147U |  | 302000.0 | 969500.0 | 2007
RES Group | Dyffryn Brodyn Wind Farm (GB) | wind_onshore | Onshore | No | Wind |  | 5.4 | LV | Wales | Wales | SA340JE |  | 222100.0 | 226800.0 | 1994
RES Group | Lendrums Bridge Wind Farm (NI) | wind_onshore | Onshore | No | Wind |  | 5.94 | LV | Northern Ireland | Northern Ireland | BT750LL |  | 63672.0 | 512074.0 | 2000
RES Group | South Sharpley Wind Farm | wind_onshore | Onshore | No | Wind |  | 6 | LV | England | North East |  |  | 438490.0 | 549675.0 | 2011
RES Group | Burnthouse Windfarm | wind_onshore | Onshore | No | Wind |  | 6 | LV | England | Eastern |  |  | 533458.0 | 295082.0 | 2013
RES Group | Pen Bryn Oer Wind Farm | wind_onshore | Onshore | No | Wind |  | 6 | LV | Wales | Wales |  |  | 312065.0 | 209235.0 | 2017
RES Group | SPD 4 - Gelliwern | Solar | PV | No | Solar |  | 6.24 | LV | Wales | Wales |  | SN626019 | 262382.0 | 202019.0 | 2015
RES Group | Ferndale Wind Farm | wind_onshore | Onshore | No | Wind |  | 6.4 | HV | Wales | Wales |  |  | 299700.0 | 195700.0 | 2011
RES Group | Auquhirie Land | wind_onshore | Onshore | No | Wind |  | 6.9 | HV | Scotland | Scotland | AB393XB |  | 328500.0 | 785500.0 | 2013
RES Group | Parsonage (Hazel) | Solar | PV | No | Solar |  | 7 | LV | England | South West | TA199EF |  | 336700.0 | 115500.0 | 2013
RES Group | Four Burrows Solar (Kenwyn) | Solar | PV | No | Solar |  | 7.2 | LV | England | South West | TR48JB |  | 176372.0 | 48050.0 | 2015
RES Group | Lendrums Bridge Extension Wind Farm (NI) | wind_onshore | Onshore | No | Wind |  | 7.3 | LV | Northern Ireland | Northern Ireland | BT750LL |  | 54170.0 | 517391.0 | 2002
RES Group | Lough Hill Wind Farm (NI) | wind_onshore | Onshore | No | Wind |  | 7.8 | LV | Northern Ireland | Northern Ireland | BT817SL |  | 38467.0 | 541020.0 | 2007
RES Group | Ramsey 2 Wind Farm | wind_onshore | Onshore | No | Wind |  | 8 | LV | England | Eastern |  |  | 527814.0 | 286445.0 | 2013
RES Group | Mynydd Brombil | wind_onshore | Onshore | No | Wind |  | 8 | LV | Wales | Wales |  |  | 279141.0 | 188569.0 | 2017
RES Group | Pencoose | Solar | PV | No | Solar |  | 8.14 | LV | England | South West |  | SW728379 | 173927.0 | 37998.0 | 2015
RES Group | Wear Point Wind Farm | wind_onshore | Onshore | No | Wind |  | 8.2 | HV | Wales | Wales |  |  | 193041.0 | 204629.0 | 2014
RES Group | Burton Wold South (GB) | wind_onshore | Onshore | No | Wind |  | 8.25 | HV | England | East Midlands |  |  |  |  | 2017
RES Group | Muirhall South (GB) | wind_onshore | Onshore | No | Wind |  | 8.25 | HV | Scotland | [5 empty] | 2016
RES Group | SPD 3 - Grange Farm | Solar | PV | No | Solar |  | 9.5 | LV | England | East Midlands |  | TF231620 | 523131.0 | 362337.0 | 2015
RES Group | Sancton Hill Wind Farm | wind_onshore | Onshore | No | Wind |  | 10 | LV | England | Yorkshire and Humber |  |  | 491554.0 | 439660.0 | 2011
RES Group | Woolley Hill (GB) | wind_onshore | Onshore | No | Wind |  | 10 | LV | England | Eastern | PE280UA |  | 515374.0 | 272655.0 | 2015
RES Group | St Breock | wind_onshore | Onshore | No | Wind |  | 10 | LV | England | South West |  |  | 198592.0 | 68218.0 | 2015
RES Group | Denzell Downs Windfarm | wind_onshore | Onshore | No | Wind |  | 10 | LV | England | South West |  |  | 189923.0 | 67094.0 | 2015
RES Group | Batsworthy Cross | wind_onshore | Onshore | No | Wind |  | 10 | LV | England | South West |  |  | 282928.0 | 121610.0 | 2016
RES Group | Neilston (GB) | wind_onshore | Onshore | No | Wind |  | 10 | LV | Scotland | Scotland | G784BZ |  | 245292.0 | 653952.0 | 2018
RES Group | Meikle Carewe Wind Farm (GB) | wind_onshore | Onshore | No | Wind |  | 10.2 | LV | Scotland | Scotland | AB393QH |  | 383200.0 | 792000.0 | 2013
RES Group | Bilsthorpe | wind_onshore | Onshore | No | Wind |  | 10.25 | LV | England | East Midlands |  |  | 466000.0 | 362000.0 | 2013
RES Group | Penare | Solar | PV | No | Solar |  | 11.1 | LV | England | South West | TR49DG |  | 181089.0 | 49385.0 | 2014
RES Group | Derriton (Tamar Heights) | Solar | PV | No | Solar |  | 11.7 | LV | England | South West | EX226JX |  | 233249.0 | 103010.0 | 2014
RES Group | Altahullion Extension Wind Farm (NI) | wind_onshore | Onshore | No | Wind |  | 11.7 | LV | Northern Ireland | Northern Ireland | BT474NS |  | 78039.0 | 574408.0 | 2007
RES Group | UK Solar (Lower Newton) LLP | Solar | PV | No | Solar |  | 11.92 | LV | England | West Midlands |  | SJ988386 | 398731.0 | 338883.0 | 2014
RES Group | Goonhilly Downs Wind Farm | wind_onshore | Onshore | No | Wind |  | 12 | LV | England | South West |  |  | 171000.0 | 21200.0 | 2008
RES Group | Tallentire Wind Farm (GB) | wind_onshore | Onshore | No | Wind |  | 12 | LV | England | North West | CA130QA |  | 312500.0 | 535500.0 | 2013
RES Group | Mynydd Portref | wind_onshore | Onshore | No | Wind |  | 12 | LV | Wales | Wales |  |  | 298897.0 | 185178.0 | 2017
RES Group | Hale Farm Solar Ltd | Solar | PV | No | Solar |  | 12.23 | LV | England | South West |  |  | 419461.0 | 137939.0 | 2015
RES Group | Grange Wind Farm | wind_onshore | Onshore | No | Wind |  | 12.3 | LV | England | Yorkshire and Humber | DN158RY |  | 486042.0 | 416496.0 | 2016
RES Group | Hallburn Farm Wind Farm | wind_onshore | Onshore | No | Wind |  | 13.2 | LV | England | North west |  |  |  |  | 2018
RES Group | Grange Wind Farm (GB) | wind_onshore | Onshore | No | Wind |  | 14 | LV | England | East Midlands | PE135RB |  | 545055.0 | 318754.0 | 2013
RES Group | New Albion | wind_onshore | Onshore | No | Wind |  | 14.35 | HV | England | East Midlands |  |  | 483679.0 | 283792.0 | 2015
RES Group | Burton Wold | wind_onshore | Onshore | No | Wind |  | 14.4 | HV | England | East Midlands |  |  | 491902.0 | 274577.0 | 2014
RES Group | SPD 2 - Hall Farm | Solar | PV | No | Solar |  | 14.9 | LV | England | Eastern |  | TM195952 | 0.0 | 0.0 | 2015
RES Group | Jacks Lane (GB) | wind_onshore | Onshore | No | Wind |  | 15 | LV | England | Eastern | PE318PZ |  | 580388.0 | 335874.0 | 2015
RES Group | Carscreugh | wind_onshore | Onshore | No | Wind |  | 15.3 | HV | Scotland | Scotland |  |  | 225000.0 | 555000.0 | 2014
RES Group | Earlseat Wind Farm (GB) | wind_onshore | Onshore | No | Wind |  | 16 | LV | Scotland | Scotland | HY14TQ |  | 332961.0 | 698416.0 | 2013
RES Group | Roos Wind Farm (GB) | wind_onshore | Onshore | No | Wind |  | 17.1 | LV | England | Yorkshire and Humber | HU120LA |  | 527376.0 | 430105.0 | 2013
RES Group | Turncole Wind Farm (GB) | wind_onshore | Onshore | No | Wind |  | 17.5 | LV | England | Eastern | CM08NE |  | 598484.0 | 196719.0 | 2017
RES Group | Den Brook Wind Farm (GB) | wind_onshore | Onshore | No | Wind |  | 18 | LV | England | South West | EX202BJ |  | 268496.0 | 101120.0 | 2016
RES Group | UK Solar (Hartwell) LLP | Solar | PV | No | Solar |  | 18.6 | LV | England | East Midlands |  | SP791490 | 478515.0 | 248927.0 | 2015
RES Group | Wix Lodge (Stour Fields) | Solar | PV | No | Solar |  | 18.7 | LV | England | Eastern | CO112RP |  | 614962.0 | 228422.0 | 2014
RES Group | Newton Ferrers | Solar | PV | No | Solar |  | 19.5 | LV | England | South West |  | SX359665 | 235294.0 | 67022.0 | 2015
RES Group | Cour Wind Farm | wind_onshore | Onshore | No | Wind |  | 20.5 | HV | Scotland | Scotland | PA286QL |  | 181005.0 | 648528.0 | 2017
RES Group | Egmere | Solar | PV | No | Solar |  | 21 | LV | England | Eastern | NR226AY |  | 590428.0 | 338001.0 | 2014
RES Group | Chalgrove Solar Limited | Solar | PV | No | Solar |  | 21.34 | LV | England | South East |  | SU649967 | 465126.0 | 197272.0 | 2015
RES Group | Freasdail (GB) | wind_onshore | Onshore | No | Wind |  | 22.5 | HV | Scotland | Scotland | PA296XR |  | 180721.0 | 660754.0 | 2017
RES Group | Llynfi Afan Renewable Energy Limited | wind_onshore | Onshore | No | Wind |  | 24 | HV | Wales | Wales |  |  | 289252.0 | 196198.0 | 2017
RES Group | Parley | Solar | PV | No | Solar |  | 24.2 | LV | England | South West | BH236BG |  | 409877.0 | 99146.0 | 2014
RES Group | Hall Farm Wind Farm | wind_onshore | Onshore | No | Wind |  | 24.6 | HV | England | Yorkshire and Humber |  |  | 507865.0 | 443185.0 | 2013
RES Group | Little Raith (GB) | wind_onshore | Onshore | No | Wind |  | 24.8 | LV | Scotland | Scotland | KY50AX |  |  |  | 2020
RES Group | Minnygap (GB) | wind_onshore | Onshore | No | Wind |  | 25 | HV | Scotland | Scotland | DG109PX |  | 307313.0 | 597397.0 | 2017
RES Group | Castle Craig | wind_onshore | Onshore | No | Wind |  | 25 | LV | Northern Ireland | Northern Ireland | BT817SN |  | 39597.0 | 540549.0 | 2018
RES Group | Glenchamber Wind Farm (GB) | wind_onshore | Onshore | No | Wind |  | 25.3 | LV | Scotland | Scotland | DG80PB |  | 224474.0 | 564039.0 | 2016
RES Group | Altahullion Wind Farm (NI) | wind_onshore | Onshore | No | Wind |  | 26 | LV | Northern Ireland | Northern Ireland | BT474NS |  | 78039.0 | 574408.0 | 2003
RES Group | Glens of Foudland | wind_onshore | Onshore | No | Wind |  | 26 | LV | Scotland | Scotland |  |  | 361496.0 | 837303.0 | 2009
RES Group | Dungavel | wind_onshore | Onshore | No | Wind |  | 26 | HV | Scotland | Scotland |  |  | 267954.0 | 636995.0 | 2015
RES Group | Wryde Croft Wind Farm (GB) | wind_onshore | Onshore | No | Wind |  | 26 | LV | England | Eastern | PE60TP |  | 532606.0 | 307038.0 | 2016
RES Group | Kelburn Wind Farm (GB) | wind_onshore | Onshore | No | Wind |  | 28 | LV | Scotland | Scotland | KA245LE |  | 224000.0 | 655000.0 | 2012
RES Group | Black Hill Wind Farm | wind_onshore | Onshore | No | Wind |  | 28.6 | LV | Scotland | Scotland |  | NT730555 | 373000.0 | 656300.0 | 2007
RES Group | Garreg Llwyd (GB) | wind_onshore | Onshore | No | Wind |  | 30.4 | LV | Wales | Wales | LD16YS |  | 294491.0 | 272407.0 | 2017
RES Group | Solwaybank | wind_onshore | Onshore | No | Wind |  | 30.4 | HV | Scotland | [5 empty] | 2020
RES Group | Tormywheel | wind_onshore | Onshore | No | Wind |  | 30.75 | LV | Scotland | Scotland |  |  | 294905.0 | 655232.0 | 2017
RES Group | Blary Hill | wind_onshore | Onshore | No | Wind |  | 35 | HV | England | Scotland | PA296UZ |  |  |  | 2022
RES Group | Hill of Towie Wind Farm (GB) | wind_onshore | Onshore | No | Wind |  | 48.3 | LV | Scotland | Scotland | AB556YU |  | 320000.0 | 860000.0 | 2012
RES Group | Beinneun Wind Farm | wind_onshore | Onshore | No | Wind |  | 108.8 | HV | Scotland | Scotland | IV637YV |  |  |  | 2017
River Nene | Peterborough Power Station | Fossil Fuel | Single cycle | No | Natural Gas |  | 245 | HV | England | Eastern | PE15NT |  | 518401.0 | 299217.0 | 1993
Riverside Resource Recovery | Riverside - Energy from Waste | Bioenergy | Bioenergy | No | MSW |  | 80 | HV | England | London | DA176JY |  | 547200.0 | 176500.0 | 2011
RWE Npower | Dulyn | Hydro | Natural Flow | No | Hydro |  | 0.505 | LV | Wales | Wales |  |  | 277754.0 | 368358.0 | 1998
RWE Npower | Croesor | Hydro | Natural Flow | No | Hydro |  | 0.505 | LV | Wales | Wales |  |  | 264900.0 | 346000.0 | 1999
RWE Npower | Garnedd | Hydro | Natural Flow | No | Hydro |  | 0.56 | LV | Wales | Wales |  |  | 269641.31455499999 | 353035.80387900001 | 1990
RWE Npower | Auchtertyre | Hydro | Natural Flow | No | Hydro |  | 0.6 | LV | Scotland | Scotland |  |  | 235422.0 | 729327.0 | 2000
RWE Npower | Selset | Hydro | Natural Flow | No | Hydro |  | 0.75 | LV | England | North East |  |  | 390300.0 | 521200.0 | 2010
RWE Npower | Garry Gualach | Hydro | Natural Flow | No | Hydro |  | 0.78 | LV | Scotland | Scotland |  |  | 216600.0 | 799800.0 | 2002
RWE Npower | Glen Tarbert | Hydro | Natural Flow | No | Hydro |  | 0.85 | LV | Scotland | Scotland |  |  | 186600.0 | 760500.0 | 2000
RWE Npower | Inverbain | Hydro | Natural Flow | No | Hydro |  | 0.95 | LV | Scotland | Scotland |  |  | 178095.51863000001 | 856066.18485600001 | 2006
RWE Npower | Carnoch | Hydro | Natural Flow | No | Hydro |  | 1.35 | LV | Scotland | Scotland |  |  | 174589.83968400001 | 759870.61419600004 | 2009
RWE Npower | Grudie | Hydro | Natural Flow | No | Hydro |  | 2 | LV | Scotland | Scotland |  |  | 196459.0 | 867347.0 | 2017
RWE Npower | Glen Noe | Hydro | Natural Flow | No | Hydro |  | 2 | LV | Scotland | Scotland |  |  |  |  | 2021
RWE Npower | Braevallich | Hydro | Natural Flow | No | Hydro |  | 2.274 | LV | Scotland | Scotland |  |  | 196657.00008 | 706908.99997 | 2005
RWE Npower | Hare Hill | wind_onshore | Onshore | No | Wind |  | 2.3 | LV | England | North East |  |  | 442500.0 | 540500.0 | 2000
RWE Npower | Holmside | wind_onshore | Onshore | No | Wind |  | 2.3 | LV | England | North East |  |  | 420800.0 | 550300.0 | 2004
RWE Npower | High Volts | wind_onshore | Onshore | No | Wind |  | 2.3 | LV | England | North East |  |  | 445600.0 | 533500.0 | 2004
RWE Npower | Garrogie | Hydro | Natural Flow | No | Hydro |  | 2.4 | LV | Scotland | Scotland |  |  | 250100.0 | 813300.0 | 2005
RWE Npower | Inverlael | Hydro | Natural Flow | No | Hydro |  | 2.5 | LV | Scotland | Scotland |  |  | 218208.41789700001 | 885467.82440599997 | 2009
RWE Npower | The Hollies | wind_onshore | Onshore | No | Wind |  | 2.6 | LV | England | East Midlands |  |  | 549995.0 | 362998.0 | 2008
RWE Npower | Hare Hill RO | wind_onshore | Onshore | No | Wind |  | 2.75 | LV | England | North East |  |  | 442500.0 | 540500.0 | 2004
RWE Npower | Holmside RO | wind_onshore | Onshore | No | Wind |  | 2.75 | LV | England | North East |  |  | 419500.0 | 552500.0 | 2004
RWE Npower | Douglas Water | Hydro | Natural Flow | No | Hydro |  | 2.969 | LV | Scotland | Scotland |  |  | 204559.00006600001 | 706949.99997700006 | 2008
RWE Npower | River E | Hydro | Natural Flow | No | Hydro |  | 3 | LV | Scotland | Scotland |  |  | 251359.39736199999 | 818186.72195299994 | 2008
RWE Npower | Cia Aig | Hydro | Natural Flow | No | Hydro |  | 3 | LV | Scotland | Scotland |  |  | 217196.0 | 788748.0 | 2016
RWE Npower | Black Rock | Hydro | Natural Flow | No | Hydro |  | 3.5 | LV | Scotland | Scotland |  |  | 259900.0 | 866800.0 | 2012
RWE Npower | Bilbster | wind_onshore | Onshore | No | Wind |  | 3.9 | LV | Scotland | Scotland |  |  | 327150.0 | 951850.0 | 2007
RWE Npower | Maldie | Hydro | Natural Flow | No | Hydro |  | 4 | LV | Scotland | Scotland |  |  | 225150.0 | 934050.0 | 2013
RWE Npower | Great Eppleton (ex NFFO) | wind_onshore | Onshore | No | Wind |  | 4.1 | LV | England | North East |  |  | 436900.0 | 548200.0 | 1997
RWE Npower | Great Eppleton RO | wind_onshore | Onshore | No | Wind |  | 4.1 | LV | England | North East |  |  | 436900.0 | 548200.0 | 2010
RWE Npower | Burgar Hill | wind_onshore | Onshore | No | Wind |  | 5 | LV | Scotland | Scotland |  |  | 334300.0 | 1026200.0 | 2006
RWE Npower | Haswell Moor Circuit 1 | wind_onshore | Onshore | No | Wind |  | 5.15 | LV | England | North East |  |  | 438085.0 | 541365.0 | 2010
RWE Npower | Haswell Moor Circuit 2 | wind_onshore | Onshore | No | Wind |  | 5.15 | LV | England | North East |  |  | 438085.0 | 541365.0 | 2010
RWE Npower | High Volts RO | wind_onshore | Onshore | No | Wind |  | 5.5 | LV | England | North East |  |  | 445200.0 | 533400.0 | 2004
RWE Npower | Kielder | Hydro | Natural Flow | No | Hydro |  | 6 | LV | England | North East |  |  | 369887.329501 | 587826.78962699999 | 2006
RWE Npower | Hameldon Hill | wind_onshore | Onshore | No | Wind |  | 6 | LV | England | North West |  |  | 389495.0 | 432441.0 | 2006
RWE Npower | Hameldon Hill Extension | wind_onshore | Onshore | No | Wind |  | 6 | LV | England | North West |  |  | 379914.0 | 430561.0 | 2013
RWE Npower | Rhyd y Groes | wind_onshore | Onshore | No | Wind |  | 6.6 | LV | Wales | Wales |  |  | 238500.0 | 393000.0 | 1992
RWE Npower | Lindhurst | wind_onshore | Onshore | No | Wind |  | 9 | LV | England | East Midlands |  |  | 456880.0 | 358150.0 | 2010
RWE Npower | Out Newton (RO) | wind_onshore | Onshore | No | Wind |  | 9.1 | LV | England | Yorkshire and Humber |  |  | 538800.0 | 421200.0 | 2002
RWE Npower | Hellrigg | wind_onshore | Onshore | No | Wind |  | 9.2 | LV | England | North West |  |  | 313585.0 | 551775.0 | 2012
RWE Npower | Butterwick Moor Circuit 1 | wind_onshore | Onshore | No | Wind |  | 9.4 | LV | England | North East |  |  | 439000.0 | 530000.0 | 2011
RWE Npower | Butterwick Moor Circuit 2 | wind_onshore | Onshore | No | Wind |  | 9.4 | LV | England | North East |  |  | 439000.0 | 530000.0 | 2011
RWE Npower | Lochelbank | wind_onshore | Onshore | No | Wind |  | 9.6 | LV | Scotland | Scotland |  |  | 311440.0 | 713477.0 | 2010
RWE Npower | Cwm Dyli | Hydro | Natural Flow | No | Hydro |  | 9.9 | LV | Wales | Wales |  |  | 257976.51233200001 | 360502.84342500003 | 2002
RWE Npower | Kiln Pit Hill | wind_onshore | Onshore | No | Wind |  | 14 | LV | England | North East |  |  | 405590.0 | 554583.0 | 2011
RWE Npower | Low Head | Hydro | Natural Flow | No | Hydro |  | 14.98 | LV | Wales | Wales |  |  | 276927.54900200001 | 367625.06313700002 | 2002
RWE Npower | Bowbeat (Emly Bank) - RO | wind_onshore | Onshore | No | Wind |  | 15.6 | LV | Scotland | Scotland |  |  | 329600.0 | 647500.0 | 2002
RWE Npower | Bowbeat (Roughside) - RO | wind_onshore | Onshore | No | Wind |  | 15.6 | LV | Scotland | Scotland |  |  | 333000.0 | 646200.0 | 2002
RWE Npower | Deucheran Hill (RO) | wind_onshore | Onshore | No | Wind |  | 15.8 | LV | Scotland | Scotland |  |  | 177000.0 | 643000.0 | 2001
RWE Npower | Knabs Ridge | wind_onshore | Onshore | No | Wind |  | 16 | LV | England | Yorkshire and Humber |  |  | 423069.0 | 455946.0 | 2007
RWE Npower | High Head | Hydro | Natural Flow | No | Hydro |  | 17 | LV | Wales | Wales |  |  | 276927.54900200001 | 367625.06313700002 | 2002
RWE Npower | Little Barford GT | Fossil Fuel | Single cycle | No | Diesel/Gas Oil |  | 17 | HV | England | East Midlands | PE196YT |  | 519049.0 | 256838.0 | 2006
RWE Npower | An Suidhe | wind_onshore | Onshore | No | Wind |  | 19.3 | HV | Scotland | Scotland |  |  | 200483.0 | 707563.0 | 2005
RWE Npower | Grimsby | Fossil Fuel | Single cycle | No | Natural Gas |  | 20 | LV | England | Yorkshire and Humber | DN312FW |  |  |  | 2018
RWE Npower | Stags Holt | wind_onshore | Onshore | No | Wind |  | 20 | LV | England | Eastern |  |  | 544000.0 | 299000.0 | 2007
RWE Npower | Bradwell | wind_onshore | Onshore | No | Wind |  | 20.5 | LV | England | Eastern |  |  | 595000.0 | 205000.0 | 2013
RWE Npower | Rosehall | wind_onshore | Onshore | No | Wind |  | 24.7 | LV | Scotland | Scotland |  |  | 249550.0 | 903550.0 | 2013
RWE Npower | Bad a Cheo | wind_onshore | Onshore | No | Wind |  | 26.65 | HV | Scotland | Scotland |  |  | 316615.0 | 948900.0 | 2018
RWE Npower | Mynydd y Gwair | wind_onshore | Onshore | No | Wind |  | 32.8 | HV | Wales | Wales |  |  | 265400.0 | 208320.0 | 2019
RWE Npower | Goole Fields A | wind_onshore | Onshore | No | Wind |  | 33 | HV | England | Yorkshire and Humber |  |  | 473487.0 | 419400.0 | 2013
RWE Npower | Goole Fields B | wind_onshore | Onshore | No | Wind |  | 34.85 | HV | England | Yorkshire and Humber |  |  | 473632.0 | 420610.0 | 2016
RWE Npower | Novar 2 | wind_onshore | Onshore | No | Wind |  | 36.8 | HV | Scotland | Scotland |  |  | 255500.0 | 871500.0 | 2012
RWE Npower | Cheshire | Fossil Fuel | Single cycle | No | Natural Gas |  | 40 | LV | England | North West | CH651AF |  |  |  | 2000
RWE Npower | Hythe | Fossil Fuel | Single cycle | No | Natural Gas |  | 44 | LV | England | South East | SO453BP |  |  |  | 2005
RWE Npower | Tween Bridge | wind_onshore | Onshore | No | Wind |  | 44 | LV | England | Yorkshire and Humber |  |  | 469324.0 | 416182.0 | 2012
RWE Npower | Camster | wind_onshore | Onshore | No | Wind |  | 50 | LV | Scotland | Scotland |  |  | 325800.0 | 947400.0 | 2013
RWE Npower | Middlemoor | wind_onshore | Onshore | No | Wind |  | 54 | LV | England | North East |  |  | 414765.0 | 622786.0 | 2013
RWE Npower | Seal Sands | CCGT | CCGT | No | Natural Gas |  | 55 | LV | England | North East | TS21FB |  |  |  | 1999
RWE Npower | Brechfa Forest West | wind_onshore | Onshore | No | Wind |  | 57.4 | HV | Wales | Wales |  |  | 251493.0 | 233864.0 | 2018
RWE Npower | Little Cheyne Court | wind_onshore | Onshore | No | Wind |  | 59.8 | LV | England | South East |  |  | 598310.0 | 122060.0 | 2008
RWE Npower | North Hoyle | wind_offshore | Offshore | No | Wind |  | 60 | LV | Wales | Wales |  | SJ0383892229 | 303823.0 | 392138.0 | 2004
RWE Npower | Scroby Sands | wind_offshore | Offshore | No | Wind |  | 60 | LV | England | Eastern |  |  | 656417.0 | 311874.0 | 2004
RWE Npower | Markinch | Bioenergy | Bioenergy | Yes | Biomass |  | 65 | LV | Scotland | Scotland | KY76GU |  | 327988.0 | 701561.0 | 2014
RWE Npower | Robin Rigg East | wind_offshore | Offshore | No | Wind |  | 84 | HV | Scotland | Scotland |  |  | 291005.0 | 542348.0 | 2010
RWE Npower | Rhyl Flats | wind_offshore | Offshore | No | Wind |  | 90 | LV | Wales | Wales |  | SH9024488299 | 290990.0 | 388002.0 | 2009
RWE Npower | Robin Rigg West | wind_offshore | Offshore | No | Wind |  | 90 | HV | Scotland | Scotland |  |  | 288785.0 | 540522.0 | 2010
RWE Npower | Clocaenog Forest | wind_onshore | Onshore | No | Wind |  | 96 | HV | Wales | Wales |  |  | 301568.0 | 359344.0 | 2019
RWE Npower | Didcot GT | Fossil Fuel | Single cycle | No | Diesel/Gas Oil |  | 100 | HV | England | South East | OX117YU |  | 451077.0 | 182210.0 | 1972
RWE Npower | Cowes | Fossil Fuel | Single cycle | No | Diesel/Gas Oil |  | 140 | LV | England | South East | PO326JF |  | 448472.0 | 93554.0 | 1982
RWE Npower | Humber Gateway | wind_offshore | Offshore | No | Wind |  | 219 | HV | England | Yorkshire and Humber |  |  | 528439.0 | 411181.0 | 2015
RWE Npower | Galloper | wind_offshore | Offshore | No | Wind |  | 352.8 | HV | England | Eastern |  | TM7796929898 | 646316.0 | 262379.0 | 2017
RWE Npower | Kings Lynn | CCGT | CCGT | No | Natural Gas |  | 395 | LV | England | Eastern | PE343RD |  |  |  | 1997
RWE Npower | Rampion | wind_offshore | Offshore | No | Wind |  | 400.2 | HV | England | South East |  |  | 525000.0 | 95000.0 | 2018
RWE Npower | Great Yarmouth | CCGT | CCGT | No | Natural Gas |  | 420 | LV | England | Eastern | NR303PY |  | 652534.0 | 307744.0 | 2001
RWE Npower | Gwynt y Mor | wind_offshore | Offshore | No | Wind |  | 576 | HV | Wales | Wales |  | SH9482396924 | 292082.0 | 396482.0 | 2013
RWE Npower | London Array | wind_offshore | Offshore | No | Wind |  | 630 | HV | England | South East |  | TM459013 | 642078.0 | 197218.0 | 2013
RWE Npower | Little Barford | CCGT | CCGT | No | Natural Gas |  | 723 | HV | England | Eastern | PE196YT |  | 519049.0 | 256838.0 | 1995
RWE Npower | Triton Knoll | wind_offshore | Offshore | No | Wind |  | 857 | HV | England | North East |  |  |  |  | 2021
RWE Npower | Didcot B | CCGT | CCGT | No | Natural Gas |  | 1450 | HV | England | South East | OX117YU |  | 451077.0 | 182210.0 | 1998
RWE Npower | Staythorpe | CCGT | CCGT | No | Natural Gas |  | 1772 | HV | England | East Midlands | NG235RQ |  | 475532.0 | 351265.0 | 2010
RWE Npower | Pembroke | CCGT | CCGT | No | Natural Gas |  | 2199 | HV | Wales | Wales | SA715SS |  | 193370.0 | 200137.0 | 2012
Scira Offshore Energy | Hywind BMU 1 | wind_offshore | Offshore | No | Wind |  | 30 | HV | Scotland | Scotland |  |  | 433500.0 | 846500.0 | 2017
Scira Offshore Energy | Dudgeon BMU 2 | wind_offshore | Offshore | No | Wind |  | 90 | HV | England | Eastern |  |  | 575000.0 | 361000.0 | 2017
Scira Offshore Energy | Dudgeon BMU 3 | wind_offshore | Offshore | No | Wind |  | 102 | HV | England | Eastern |  |  | 575000.0 | 361000.0 | 2017
Scira Offshore Energy | Dudgeon BMU 4 | wind_offshore | Offshore | No | Wind |  | 102 | HV | England | Eastern |  |  | 575000.0 | 361000.0 | 2017
Scira Offshore Energy | Dudgeon BMU 1 | wind_offshore | Offshore | No | Wind |  | 108 | HV | England | Eastern |  |  | 575000.0 | 361000.0 | 2017
Scira Offshore Energy | Sheringham Shoal BMU 1 | wind_offshore | Offshore | No | Wind |  | 158 | HV | England | Eastern |  |  | 610671.0 | 364425.0 | 2012
Scira Offshore Energy | Sheringham Shoal BMU 2 | wind_offshore | Offshore | No | Wind |  | 158 | HV | England | Eastern |  |  | 610671.0 | 364425.0 | 2012
Scottish Power | Corkey | wind_onshore | Onshore | No | Wind |  | 5 | LV | Northern Ireland | Northern Ireland | BT449JB |  | 126222.0 | 580523.0 | 1995
Scottish Power | Elliot's Hill | wind_onshore | Onshore | No | Wind |  | 5 | LV | Northern Ireland | Northern Ireland | BT390TD |  | 134974.0 | 546006.0 | 1995
Scottish Power | Rigged Hill | wind_onshore | Onshore | No | Wind |  | 5 | LV | Northern Ireland | Northern Ireland | BT490QJ |  | 90731.0 | 589745.0 | 1995
Scottish Power | Carland Cross PV | Solar | PV | No | Solar |  | 10 | LV | England | South West | TR85JB |  |  |  | 2022
Scottish Power | Wolf Bog | wind_onshore | Onshore | No | Wind |  | 10 | LV | Northern Ireland | Northern Ireland | BT390TD |  | 137865.0 | 553129.0 | 2008
Scottish Power | Middleton | wind_onshore | Onshore | No | Wind |  | 12 | LV | Scotland | Scotland | G776PZ |  | 253158.0 | 656019.0 | 2013
Scottish Power | Hare Hill I | wind_onshore | Onshore | No | Wind |  | 13.2 | LV | Scotland | Scotland | KA184NW |  | 265320.0 | 609703.0 | 2000
Scottish Power | Ewe Hill I | wind_onshore | Onshore | No | Wind |  | 13.8 | LV | Scotland | Scotland | DG112QG |  | 315000.0 | 580000.0 | 2016
Scottish Power | Clachan Flats | wind_onshore | Onshore | No | Wind |  | 15.03 | HV | Scotland | Scotland | PA268BJ |  | 217950.0 | 714520.0 | 2009
Scottish Power | Hagshaw Hill I | wind_onshore | Onshore | No | Wind |  | 15.6 | LV | Scotland | Scotland | ML110RR |  | 278980.0 | 630740.0 | 1996
Scottish Power | Coldham | wind_onshore | Onshore | No | Wind |  | 16 | LV | England | Eastern | PE14OLX |  | 525748.0 | 299048.0 | 2005
Scottish Power | Coal Clough RP | wind_onshore | Onshore | No | Wind |  | 16 | LV | England | North West | BB104RR |  | 390207.0 | 428154.0 | 2014
Scottish Power | Callagheen | wind_onshore | Onshore | No | Wind |  | 16.9 | LV | Northern Ireland | Northern Ireland | BT934AL |  | 10820.0 | 521167.0 | 2006
Scottish Power | Dun Law I | wind_onshore | Onshore | No | Wind |  | 17.16 | LV | Scotland | Scotland | TD26RA |  | 344600.0 | 657500.0 | 2000
Scottish Power | Wether Hill | wind_onshore | Onshore | No | Wind |  | 18.2 | LV | Scotland | Scotland | DG73UG |  | 270000.0 | 594000.0 | 2007
Scottish Power | Carland Cross RP | wind_onshore | Onshore | No | Wind |  | 20 | LV | England | South West | TR85JB |  | 184500.0 | 54500.0 | 2013
Scottish Power | Glenapp | wind_onshore | Onshore | No | Wind |  | 22 | HV | Scotland | Scotland | KA260PG |  | 208000.0 | 573000.0 | 2017
Scottish Power | Hagshaw Hill II | wind_onshore | Onshore | No | Wind |  | 26 | LV | Scotland | Scotland | ML110RR |  | 278965.0 | 630750.0 | 2008
Scottish Power | Lynemouth | wind_onshore | Onshore | No | Wind |  | 26 | LV | England | North East | NB639AT |  | 429400.0 | 589799.0 | 2012
Scottish Power | Green Knowes | wind_onshore | Onshore | No | Wind |  | 27 | LV | Scotland | Scotland | FK147YJ |  | 296850.0 | 707550.0 | 2008
Scottish Power | Beinn an Tuirc I | wind_onshore | Onshore | No | Wind |  | 29.7 | LV | Scotland | Scotland | PA286QY |  | 173950.0 | 636900.0 | 2002
Scottish Power | Cruach Mhor | wind_onshore | Onshore | No | Wind |  | 29.75 | LV | Scotland | Scotland | PA223AE |  | 203500.0 | 687500.0 | 2004
Scottish Power | Beinn Tharsuinn | wind_onshore | Onshore | No | Wind |  | 29.75 | HV | Scotland | Scotland | IV191LH |  | 261700.0 | 881900.0 | 2005
Scottish Power | Dun Law II | wind_onshore | Onshore | No | Wind |  | 29.75 | HV | Scotland | Scotland | TD26RA |  | 346582.0 | 657530.0 | 2009
Scottish Power | Hare Hill II | wind_onshore | Onshore | No | Wind |  | 29.75 | HV | Scotland | Scotland | KA184NW |  | 265931.0 | 613982.0 | 2016
Scottish Power | Halsary | wind_onshore | Onshore | No | Wind |  | 30 | HV | Scotland | Scotland | KW126UW |  |  |  | 2020
Scottish Power | P&L | wind_onshore | Onshore | No | Wind |  | 30.6 | LV | Wales | Wales | SY164BP |  | 302860.0 | 288543.0 | 1993
Scottish Power | Ewe Hill II | wind_onshore | Onshore | No | Wind |  | 36.8 | HV | Scotland | Scotland | DG112QG |  | 315000.0 | 580000.0 | 2017
Scottish Power | Beinn an Tuirc II | wind_onshore | Onshore | No | Wind |  | 43.7 | HV | Scotland | Scotland | PA286QY |  | 173950.0 | 636900.0 | 2012
Scottish Power | Beinn an Tuirc III | wind_onshore | Onshore | No | Wind |  | 49.95 | HV | Scotland | Scotland | PA286QY |  | 173950 | 636900 | 2021
Scottish Power | Mark Hill | wind_onshore | Onshore | No | Wind |  | 56 | HV | Scotland | Scotland | KA260PX |  | 225000.0 | 585000.0 | 2011
Scottish Power | Black Law II | wind_onshore | Onshore | No | Wind |  | 63.43 | HV | Scotland | Scotland | ML118EW |  | 289500.0 | 653500.0 | 2016
Scottish Power | Dersalloch | wind_onshore | Onshore | No | Wind |  | 69 | HV | Scotland | Scotland | KA197NJ |  | 242500.0 | 603500.0 | 2016
Scottish Power | Arecleoch | wind_onshore | Onshore | No | Wind |  | 120 | HV | Scotland | Scotland | KA260SJ |  | 221500.0 | 578500.0 | 2010
Scottish Power | Black Law I | wind_onshore | Onshore | No | Wind |  | 124.2 | HV | Scotland | Scotland | ML118BW |  | 290998.0 | 653991.0 | 2005
Scottish Power | Harestanes | wind_onshore | Onshore | No | Wind |  | 136 | HV | Scotland | Scotland | DG111TU |  | 300000.0 | 595000.0 | 2013
Scottish Power | Whitelee II | wind_onshore | Onshore | No | Wind |  | 217.02 | HV | Scotland | Scotland | KA36EX |  | 254220.0 | 640867.0 | 2012
Scottish Power | Kilgallioch | wind_onshore | Onshore | No | Wind |  | 239 | HV | Scotland | Scotland | KA260RF |  | 223000.0 | 578000.0 | 2016
Scottish Power | Whitelee | wind_onshore | Onshore | No | Wind |  | 322 | HV | Scotland | Scotland | KA36EX |  | 256800.0 | 645435.0 | 2007
Scottish Power | EA1 | wind_offshore | Offshore | No | Wind |  | 714 | HV | England | Eastern |  |  |  |  | 2019
Sembcorp Utilities | Wilton 10 Biomass | Bioenergy | Bioenergy | Yes | Biomass |  | 33.276 | HV | England | North East | TS908WS |  | 456536.0 | 520395.0 | 2007
Sembcorp Utilities | Wilton 11 | Bioenergy | Bioenergy | No | MSW |  | 49 | HV | England | North East |  |  | 458191.0 | 520347.0 | 2016
Sembcorp Utilities | Wilton International | Fossil Fuel | Conventional steam | Yes | Natural Gas | Oil | 120 | HV | England | North East | TS908WS |  | 458275.0 | 517359.0 | 1952
SSE Group | Lochay Fish Pass Generator - C | Hydro | Natural Flow | No | Hydro |  | 0.054 | LV | Scotland | Scotland |  | NN545350 | 256968.202407 | 734182.06732699997 | 1958
SSE Group | Pitlochry Compensation Generation - A | Hydro | Natural Flow | No | Hydro |  | 0.059 | LV | Scotland | Scotland |  | NN936577 | 293500.038046 | 757752.01422899996 | 1950
SSE Group | Meig Dam | Hydro | Natural Flow | No | Hydro |  | 0.076 | LV | Scotland | Scotland |  | NH375560 | 237124.664659 | 855942.36082399997 | 1954
SSE Group | Kilmelford Compset A,C | Hydro | Natural Flow | No | Hydro |  | 0.082 | LV | Scotland | Scotland |  | NM541144 | 183921.68693900001 | 712587.00644599996 | 1956
SSE Group | Tralaig Power Station | Hydro | Natural Flow | No | Hydro |  | 0.084 | LV | Scotland | Scotland |  | NM871169 | 183921.68693900001 | 712587.00644599996 | 1956
SSE Group | Luichart Dam - A | Hydro | Natural Flow | No | Hydro |  | 0.085 | LV | Scotland | Scotland |  | NH389579 | 232652.83906500001 | 862232.74855599995 | 1954
SSE Group | Shin Diversion Dam - A | Hydro | Natural Flow | No | Hydro |  | 0.1 | LV | Scotland | Scotland |  | NC582051 | 257261.32734300001 | 897258.47946900001 | 1958
SSE Group | Beannachran Dam - A | Hydro | Natural Flow | No | Hydro |  | 0.16 | LV | Scotland | Scotland |  | NN325394 | 233926.125814 | 831784.38433300005 | 1951
SSE Group | Dundreggan Dam A | Hydro | Natural Flow | No | Hydro |  | 0.16 | LV | Scotland | Scotland |  | NH357156 | 231413.082559 | 813651.70164300001 | 1953
SSE Group | Clunie Dam - A | Hydro | Natural Flow | No | Hydro |  | 0.175 | LV | Scotland | Scotland |  | NN884603 | 293345.89585299999 | 757790.00295600004 | 1950
SSE Group | Stronuich Power Station - A | Hydro | Natural Flow | No | Hydro |  | 0.18 | LV | Scotland | Scotland |  | NN507419 | 250616.896446 | 742103.88824100001 | 1957
SSE Group | Cladach Dam | Hydro | Natural Flow | No | Hydro |  | 0.22 | LV | Scotland | Scotland |  | NS014376 | 219715.0 | 595201.0 | 1949
SSE Group | Invergarry Dam - A, E | Hydro | Natural Flow | No | Hydro |  | 0.24 | LV | Scotland | Scotland |  | NH319413 | 238862.965222 | 809324.00929800002 | 2003
SSE Group | Orrin Dam - A | Hydro | Natural Flow | No | Hydro |  | 0.256 | LV | Scotland | Scotland |  | NH403503 | 245505.394088 | 856091.61578800005 | 2002
SSE Group | Tobermory Power Station - A,E | Hydro | Natural Flow | No | Hydro |  | 0.28 | LV | Scotland | Scotland |  | NM503550 | 148722.419823 | 755603.40267500002 | 1953
SSE Group | Quoich Dam - A | Hydro | Natural Flow | No | Hydro |  | 0.32 | LV | Scotland | Scotland |  | NH071023 | 216881.84323299999 | 800852.89049599995 | 1955
SSE Group | Cluanie Dam - A | Hydro | Natural Flow | No | Hydro |  | 0.32 | LV | Scotland | Scotland |  | NH185099 | 218164.204031 | 809842.51726600004 | 1956
SSE Group | Vaich Power Station | Hydro | Natural Flow | No | Hydro |  | 0.32 | LV | Scotland | Scotland |  | NH321726 | 234419.67884499999 | 875106.58660599997 | 1956
SSE Group | Misgeach Power Station - A | Hydro | Natural Flow | No | Hydro |  | 0.35 | LV | Scotland | Scotland |  | NH183381 | 229571.01829800001 | 838608.37607100001 | 1963
SSE Group | SSE Arena Belfast | Solar | PV | No | Solar |  | 0.41992 | LV | Northern Ireland | Northern Ireland |  | NW473302 | 147232.0 | 530243.0 | 2017
SSE Group | Duchally Power Station - A,C,E | Hydro | Natural Flow | No | Hydro |  | 0.45 | LV | Scotland | Scotland |  | NC368203 | 238694.128218 | 916750.91899200005 | 1959
SSE Group | Loyne Power Station - A,C | Hydro | Natural Flow | No | Hydro |  | 0.55 | LV | Scotland | Scotland |  | NH200079 | 228554.88977000001 | 813307.01867400005 | 1956
SSE Group | Trinafour Power Station - A | Hydro | Natural Flow | No | Hydro |  | 0.55 | LV | Scotland | Scotland |  | NN725648 | 270988.13688900002 | 765725.19146 | 1959
SSE Group | Gisla Power Station - A | Hydro | Natural Flow | No | Hydro |  | 0.72 | LV | Scotland | Scotland |  | NB129258 | 113291.038795 | 926162.88476399996 | 1960
SSE Group | Morar Power Station - A,C | Hydro | Natural Flow | No | Hydro |  | 0.75 | LV | Scotland | Scotland |  | NM682922 | 168582.025887 | 792663.62937500002 | 1950
SSE Group | Awe Barrage - A | Hydro | Natural Flow | No | Hydro |  | 0.886 | LV | Scotland | Scotland |  | NN046287 | 202987.0 | 729485.0 | 1956
SSE Group | Loch Dubh | Hydro | Natural Flow | No | Hydro |  | 1.2 | LV | Scotland | Scotland |  | NC149012 | 213243.84406900001 | 901138.944043 | 1954
SSE Group | Kerry Falls Power Station | Hydro | Natural Flow | No | Hydro |  | 1.25 | LV | Scotland | Scotland |  | NG829720 | 181231.12067100001 | 875180.63170899998 | 1951
SSE Group | Nostie Bridge Power Station - A | Hydro | Natural Flow | No | Hydro |  | 1.3 | LV | Scotland | Scotland |  | NH852274 | 185143.85883700001 | 826708.608687 | 1950
SSE Group | Chliostair Power Station - A,C | Hydro | Natural Flow | No | Hydro |  | 1.32 | LV | Scotland | Scotland |  | NB059092 | 120328.967017 | 908665.53669900005 | 1960
SSE Group | Mucomir Power Station | Hydro | Natural Flow | No | Hydro |  | 1.9 | LV | Scotland | Scotland |  | NN183838 | 218350.0 | 783900.0 | 1962
SSE Group | Kilmelford Power Station - A, C, | Hydro | Natural Flow | No | Hydro |  | 2 | LV | Scotland | Scotland |  | NM541144 | 183921.68693900001 | 712587.00644599996 | 1956
SSE Group | Lochay Compensation Generator | Hydro | Natural Flow | No | Hydro |  | 2 | LV | Scotland | Scotland |  | NN545350 | 258746.51913299999 | 733924.38001600001 | 1958
SSE Group | Culligran Comp Set - A,C,E | Hydro | Natural Flow | No | Hydro |  | 2 | HV | Scotland | Scotland |  | NH378405 | 231877.310669 | 839888.30312599998 | 1962
SSE Group | Loch Ericht Power Station - A | Hydro | Natural Flow | No | Hydro |  | 2.2 | LV | Scotland | Scotland |  | NN553728 | 262079.87718099999 | 783677.43128999998 | 1962
SSE Group | Storr Lochs Power Station - A | Hydro | Natural Flow | No | Hydro |  | 2.4 | LV | Scotland | Scotland |  | NG515527 | 147915.64170899999 | 843505.35491899995 | 1952
SSE Group | Lussa Power Station - A | Hydro | Natural Flow | No | Hydro |  | 2.4 | LV | Scotland | Scotland |  | NR735261 | 176153.721105 | 625756.90955900005 | 1952
SSE Group | Mullardoch Power Station - A,C | Hydro | Natural Flow | No | Hydro |  | 2.4 | LV | Scotland | Scotland |  | NH223310 | 222860.0 | 831415.0 | 1955
SSE Group | Cuaich Power Station - A,C | Hydro | Natural Flow | No | Hydro |  | 2.5 | LV | Scotland | Scotland |  | NN574868 | 263487.841273 | 784203.521908 | 1959
SSE Group | Tiree | Fossil Fuel | Single Cycle | No | Diesel/Gas Oil |  | 2.5 | HV | Scotland | Scotland | PA776UP |  | 100030.0 | 744120.0 | 1953
SSE Group | Barra | Fossil Fuel | Single Cycle | No | Diesel/Gas Oil |  | 2.5 | HV | Scotland | Scotland | HS95YA |  | 71706.0 | 803309.0 | 1986
SSE Group | Lednock Power Station - A | Hydro | Natural Flow | No | Hydro |  | 3 | LV | Scotland | Scotland |  | NN698304 | 276730.0 | 722040.0 | 1961
SSE Group | Cathkin Braes Wind Farm | wind_onshore | Onshore | No | Wind |  | 3 | LV | Scotland | Scotland |  | NS612582 | 261220.0 | 658203.0 | 2013
SSE Group | Achanalt Power Station - A | Hydro | Natural Flow | No | Hydro |  | 3.1 | LV | Scotland | Scotland |  | NH309620 | 225895.0 | 861615.0 | 1956
SSE Group | River Cuileig | Hydro | Natural Flow | No | Hydro |  | 3.3 | LV | Scotland | Scotland |  | NH193789 | 219300.0 | 878900.0 | 2002
SSE Group | Ceannacroc Compensation Generator | Hydro | Natural Flow | No | Hydro |  | 3.5 | LV | Scotland | Scotland |  | NH224108 | 222745.0 | 810690.0 | 1956
SSE Group | Lairg Power Station | Hydro | Natural Flow | No | Hydro |  | 3.5 | LV | Scotland | Scotland |  | NC575070 | 249712.919287 | 916014.00856600003 | 1959
SSE Group | Kingairloch Power Station - A,C | Hydro | Natural Flow | No | Hydro |  | 3.5 | LV | Scotland | Scotland |  | NM810547 | 184177.03533499999 | 752489.46736999997 | 2005
SSE Group | Dalchonize Power Station-A,C | Hydro | Natural Flow | No | Hydro |  | 4 | LV | Scotland | Scotland |  | NN740220 | 274035.0 | 721990.0 | 1958
SSE Group | Lubreoch Power Station - A | Hydro | Natural Flow | No | Hydro |  | 4 | LV | Scotland | Scotland |  | NN454418 | 245250.958315 | 741685.36456999998 | 1958
SSE Group | Sron Mor Power Station - A,C | Hydro | Natural Flow | No | Hydro |  | 5 | LV | Scotland | Scotland |  | NN161201 | 264850.0 | 798415.0 | 1957
SSE Group | Bessy Bell Windfarm | wind_onshore | Onshore | No | Wind |  | 5 | LV | Northern Ireland | Northern Ireland | BT784EZ |  | 49687.0 | 547922.0 | 1995
SSE Group | Foyers Falls Power Station | Hydro | Natural Flow | No | Hydro |  | 5.2 | LV | Scotland | Scotland |  | NH497210 | 249845.0 | 820010.0 | 1968
SSE Group | Allt Na Lairige Power Station | Hydro | Natural Flow | No | Hydro |  | 6 | LV | Scotland | Scotland |  | NN231164 | 220655.0 | 714679.0 | 1956
SSE Group | Loch Gair Power Station - A,C | Hydro | Natural Flow | No | Hydro |  | 6 | LV | Scotland | Scotland |  | NR925908 | 192865.0 | 691305.0 | 1961
SSE Group | Bowmore | Fossil Fuel | Single Cycle | No | Diesel/Gas Oil |  | 6 | HV | Scotland | Scotland | PA437LL |  | 132024.0 | 660214.0 | 1946
SSE Group | Fasnakyle Compensation Generator - A, C | Hydro | Natural Flow | No | Hydro |  | 7.701 | LV | Scotland | Scotland |  | NH319296 | 226977.973512 | 827215.18281999999 | 2006
SSE Group | Gaur Power Station - A | Hydro | Natural Flow | No | Hydro |  | 7.9 | LV | Scotland | Scotland |  | NN464579 | 247261.333874 | 757140.631283 | 1953
SSE Group | Striven Power Station - A | Hydro | Natural Flow | No | Hydro |  | 8 | LV | Scotland | Scotland |  | NS056840 | 205595.0 | 683990.0 | 1951
SSE Group | Thatcham | Fossil Fuel | Single cycle | No | Diesel/Gas Oil |  | 9 | HV | England | South East | RG194PP |  | 451330.0 | 157079.0 | 1994
SSE Group | Bessy Bell Windfarm (NI) Limited | wind_onshore | Onshore | No | Wind |  | 9 | LV | Northern Ireland | Northern Ireland | H395815 |  | 51953.0 | 543825.0 | 2008
SSE Group | Cassley Power Station - A,C,E | Hydro | Natural Flow | No | Hydro |  | 10 | LV | Scotland | Scotland |  | NC396232 | 247325.0 | 901540.0 | 1959
SSE Group | Arnish | Fossil Fuel | Single Cycle | No | Diesel/Gas Oil |  | 10 | HV | Scotland | Scotland |  |  | 142229.0 | 930499.0 | 2000
SSE Group | Spurness Wind Farm II | wind_onshore | Onshore | No | Wind |  | 10 | LV | Scotland | Scotland |  | HY606356 | 360531.0 | 1033828.0 | 2012
SSE Group | Chippenham | Fossil Fuel | Single cycle | No | Natural Gas |  | 10.07 | HV | England | South West | SN151RS |  | 391412.0 | 173455.0 | 2002
SSE Group | Cashlie Power Station - A,C | Hydro | Natural Flow | No | Hydro |  | 11 | LV | Scotland | Scotland |  | NN507421 | 248530.0 | 741735.0 | 1959
SSE Group | Loch Carnan | Fossil Fuel | Single Cycle | No | Diesel/Gas Oil |  | 11 | HV | Scotland | Scotland |  |  | 83233.0 | 842636.0 | 1972
SSE Group | Pitlochry Power Station - A | Hydro | Natural Flow | No | Hydro |  | 15 | HV | Scotland | Scotland |  | NN936577 | 293515.0 | 757730.0 | 1950
SSE Group | Torr Achilty Power Station - A,E | Hydro | Natural Flow | No | Hydro |  | 15 | LV | Scotland | Scotland |  | NH446545 | 244418.37481199999 | 854546.61670599994 | 1954
SSE Group | Livishie Power Station - A | Hydro | Natural Flow | No | Hydro |  | 15 | LV | Scotland | Scotland |  | NH353160 | 240245.0 | 817495.0 | 1962
SSE Group | Nant Power Station - A,E | Hydro | Natural Flow | No | Hydro |  | 15 | HV | Scotland | Scotland |  | NN016207 | 203606.80395999999 | 723291.404201 | 1963
SSE Group | Kirkwall | Fossil Fuel | Single Cycle | No | Diesel/Gas Oil |  | 16 | HV | Scotland | Scotland | KW151AN |  | 344667.0 | 1010985.0 | 1952
SSE Group | Finlarig Power Station - A,G | Hydro | Natural Flow | No | Hydro |  | 16.5 | HV | Scotland | Scotland |  | NN585345 | 257077.347893 | 733907.81862599996 | 1955
SSE Group | Ceannacroc Power Station - A, E | Hydro | Natural Flow | No | Hydro |  | 16.5 | LV | Scotland | Scotland |  | NH224108 | 222745.0 | 810690.0 | 1956
SSE Group | St Fillans Power Station - A, G | Hydro | Natural Flow | No | Hydro |  | 16.83 | LV | Scotland | Scotland |  | NN691246 | 269101.60388900002 | 724133.42061899998 | 1957
SSE Group | Culligran Power Station Unit 2 - A | Hydro | Natural Flow | No | Hydro |  | 17.1 | HV | Scotland | Scotland |  | NH378405 | 231877.310669 | 839888.30312599998 | 1962
SSE Group | Orrin Power Station- A | Hydro | Natural Flow | No | Hydro |  | 18 | HV | Scotland | Scotland |  | NH436546 | 246905.0 | 851695.0 | 1959
SSE Group | Quoich Power Station - A, E, G | Hydro | Natural Flow | No | Hydro |  | 18.05 | LV | Scotland | Scotland |  | NH107012 | 216881.8432 | 800852.89049999998 | 1955
SSE Group | Tangy Wind Farm - A | wind_onshore | Onshore | No | Wind |  | 18.52 | LV | Scotland | Scotland |  | NR685282 | 167373.0 | 626330.0 | 2002
SSE Group | Shin Power Station-A,G | Hydro | Natural Flow | No | Hydro |  | 18.62 | LV | Scotland | Scotland |  | NH574974 | 257261.32734300001 | 897258.47946900001 | 1958
SSE Group | Grudie Bridge Power Station - A, G | Hydro | Natural Flow | No | Hydro |  | 18.66 | LV | Scotland | Scotland |  | NH310624 | 231315.68004800001 | 862293.36975099996 | 1950
SSE Group | Mossford Power Station - A,G | Hydro | Natural Flow | No | Hydro |  | 18.66 | HV | Scotland | Scotland |  | NH330633 | 233010.426393 | 863187.36691300001 | 1957
SSE Group | Invergarry Power Station - A,E | Hydro | Natural Flow | No | Hydro |  | 19.975 | HV | Scotland | Scotland |  | NH319013 | 231930.0 | 801320.0 | 1956
SSE Group | Aigas Power Station - A,E | Hydro | Natural Flow | No | Hydro |  | 20 | HV | Scotland | Scotland |  | NH474437 | 247395.0 | 843655.0 | 1962
SSE Group | Kilmorack Power Station -A,E | Hydro | Natural Flow | No | Hydro |  | 20 | HV | Scotland | Scotland |  | NH494442 | 249410.0 | 844225.0 | 1962
SSE Group | Stornoway | Fossil Fuel | Single Cycle | No | Diesel/Gas Oil |  | 23 | HV | Scotland | Scotland |  |  | 143150.0 | 932158.0 | 1952
SSE Group | Inverawe | Hydro | Natural Flow | No | Hydro |  | 25 | LV | Scotland | Scotland | PA351HQ |  | 202299.54597899999 | 730929.48161799996 | 1963
SSE Group | Toddleburn Windfarm | wind_onshore | Onshore | No | Wind |  | 27.6 | HV | Scotland | Scotland |  | NT433499 | 345050.0 | 653150.0 | 2010
SSE Group | Artfield Fell Windfarm - A,C | wind_onshore | Onshore | No | Wind |  | 28.6 | LV | Scotland | Scotland |  | NX236659 | 223005.0 | 567000.0 | 2005
SSE Group | Tummel | Hydro | Natural Flow | No | Hydro |  | 34 | LV | Scotland | Scotland | PH165SB |  | 261249.15323600001 | 580838.54599699995 | 1933
SSE Group | Luichart | Hydro | Natural Flow | No | Hydro |  | 34 | HV | Scotland | Scotland | IV149EW |  | 231809.687121 | 862261.33658100001 | 1954
SSE Group | Tievenameenta Wind Farm | wind_onshore | Onshore | No | Wind |  | 34.5 | LV | Northern Ireland | Northern Ireland |  | NV288423 | 28892.0 | 543668.0 | 2016
SSE Group | Slough Heat & Power | Bioenergy | Bioenergy | Yes | Biomass |  | 35 | LV | England | South East | SL14TT |  | 495316.0 | 181476.0 | 2014
SSE Group | Drumderg Windfarm | wind_onshore | Onshore | No | Wind |  | 36.8 | LV | Scotland | Scotland |  | NO180538 | 324500.0 | 748500.0 | 2008
SSE Group | Glenmoriston | Hydro | Natural Flow | No | Hydro |  | 37 | HV | Scotland | Scotland | IV36YH |  | 230869.824876 | 812928.10700800002 | 1957
SSE Group | Deanie | Hydro | Natural Flow | No | Hydro |  | 38 | HV | Scotland | Scotland | IV47JX |  | 219200.00004499999 | 710099.99998600001 | 1963
SSE Group | Achany Windfarm | wind_onshore | Onshore | No | Wind |  | 38 | LV | Scotland | Scotland |  | NC480018 | 252350.0 | 904150.0 | 2010
SSE Group | Clachan | Hydro | Natural Flow | No | Hydro |  | 40 | LV | Scotland | Scotland |  | NN192133 | 148598.006933 | 866496.66653699998 | 1955
SSE Group | Fairburn Windfarm | wind_onshore | Onshore | No | Wind |  | 40 | LV | Scotland | Scotland |  | NH426534 | 242550.0 | 852250.0 | 2009
SSE Group | Rannoch | Hydro | Natural Flow | No | Hydro |  | 45 | LV | Scotland | Scotland | PH173QP |  | 265618.90567399998 | 758237.41850399994 | 1930
SSE Group | Lochay | Hydro | Natural Flow | No | Hydro |  | 46 | HV | Scotland | Scotland |  | NN545350 | 256968.202407 | 734182.06732699997 | 1958
SSE Group | Gordonbush Ext | wind_onshore | Onshore | No | Wind |  | 47.3 | HV | Scotland | [5 empty] | 2021
SSE Group | Burghfield | Fossil Fuel | Single cycle | No | Natural Gas |  | 50 | HV | England | South East | RG303UW |  | 466926.0 | 166323.0 | 1998
SSE Group | Chickerell | Fossil Fuel | Single cycle | No | Natural Gas |  | 50 | HV | England | South West | DT49XH |  | 364051.0 | 80933.0 | 1998
SSE Group | Clunie | Hydro | Natural Flow | No | Hydro |  | 61.2 | HV | Scotland | Scotland | PH165NF |  | 293345.89585299999 | 757790.00295600004 | 1950
SSE Group | Strathy North | wind_onshore | Onshore | No | Wind |  | 66 | HV | Scotland | Scotland |  | NC820598 | 281550.0 | 957550.0 | 2015
SSE Group | Lerwick | Fossil Fuel | Single cycle | No | Diesel/Gas Oil |  | 67 | LV | Scotland | Scotland | ZE10PS |  | 446456.0 | 1142790.0 | 1953
SSE Group | Keadby Wind Farm | wind_onshore | Onshore | No | Wind |  | 68 | LV | England | Yorkshire and Humber |  | SE829126 | 481890.0 | 413515.0 | 2013
SSE Group | Fasnakyle | Hydro | Natural Flow | No | Hydro |  | 69 | HV | Scotland | Scotland |  | NH319296 | 226977.973512 | 827215.18281999999 | 1951
SSE Group | Gordonbush Wind Farm | wind_onshore | Onshore | No | Wind |  | 70 | HV | Scotland | Scotland |  | NC826113 | 284500.0 | 909500.0 | 2011
SSE Group | Slieve Kirk Windfarm | wind_onshore | Onshore | No | Wind |  | 73.6 | HV | Northern Ireland | Northern Ireland | BT473RL |  | 61258.0 | 571215.0 | 2011
SSE Group | Errochty | Hydro | Natural Flow | No | Hydro |  | 75 | HV | Scotland | Scotland | PH165SD |  | 280853.25648699998 | 765408.19507100002 | 1955
SSE Group | Dunmaglass Wind Farm | wind_onshore | Onshore | No | Wind |  | 94.05 | HV | Scotland | Scotland |  | NH609227 | 264000.0 | 820120.0 | 2016
SSE Group | Glendoe Hydro Power Station | Hydro | Natural Flow | No | Hydro |  | 100 | HV | Scotland | Scotland |  | NH406079 | 238719.406541 | 808777.04899200005 | 2008
SSE Group | Bhlaraidh Wind Farm | wind_onshore | Onshore | No | Wind |  | 110.4 | HV | Scotland | Scotland |  | NH369203 | 238277.0 | 816488.0 | 2017
SSE Group | Hadyard Hill Windfarm - A,C | wind_onshore | Onshore | No | Wind |  | 119.8 | HV | Scotland | Scotland |  | NX279982 | 227133.0 | 597446.0 | 2005
SSE Group | Clyde Windfarm (South) | wind_onshore | Onshore | No | Wind |  | 128.8 | LV | Scotland | Scotland |  | NS982134 | 302500.0 | 617500.0 | 2011
SSE Group | Sloy | Hydro | Natural Flow | No | Hydro |  | 152.5 | HV | Scotland | Scotland | G837DP |  | 232178.80345499999 | 709714.41867299995 | 1950
SSE Group | Griffin Wind Farm | wind_onshore | Onshore | No | Wind |  | 188.6 | HV | Scotland | Scotland |  | NN910427 | 293600.0 | 744600.0 | 2011
SSE Group | Clyde Windfarm (Central) | wind_onshore | Onshore | No | Wind |  | 195.9 | LV | Scotland | Scotland |  | NS987202 | 302500.0 | 622500.0 | 2011
SSE Group | Clyde Windfarm (North) | wind_onshore | Onshore | No | Wind |  | 197.7 | LV | Scotland | Scotland |  | NS985240 | 302500.0 | 627500.0 | 2012
SSE Group | Stronelairg Wind Farm | wind_onshore | Onshore | No | Wind |  | 227.7 | HV | Scotland | Scotland |  | NH526030 | 247166.0 | 806833.0 | 2018
SSE Group | Greater Gabbard | wind_offshore | Offshore | No | Wind |  | 504 | HV | England | Eastern |  | TM714315 | 670237.0 | 231640.0 | 2011
SSE Group | Beatrice Offshore windfarm | wind_offshore | Offshore | No | Wind |  | 588 | HV | Scotland | Scotland |  | ND500486 | 344074.0 | 911416.0 | 2018
SSE Group | Keadby | CCGT | CCGT | No | Natural Gas |  | 735 | HV | England | East Midlands | DN173EF |  | 483280.0 | 411671.0 | 1982
SSE Group | Medway | CCGT | CCGT | No | Natural Gas |  | 755 | HV | England | South East | ME30AG |  | 586916.0 | 174008.0 | 1995
SSE Group | Peterhead | CCGT | CCGT | No | Natural Gas |  | 1180 | HV | Scotland | Scotland | AB423BZ |  | 412790.0 | 843093.0 | 1980
Statkraft | Rheidol Hydro Scheme Gen 6 | Hydro | Natural Flow | No | Hydro |  | 0.05 | LV | Wales | Wales |  |  | 274692.23303100001 | 283465.92701300001 | 1963
Statkraft | Rheidol Hydro Scheme Gen 5 | Hydro | Natural Flow | No | Hydro |  | 0.075 | LV | Wales | Wales |  |  | 275303.156097 | 283745.93445200002 | 1963
Statkraft | Rheidol Hydro Scheme Gen 7 | Hydro | Natural Flow | No | Hydro |  | 0.1 | LV | Wales | Wales |  |  | 270704.12983400002 | 279283.03561399999 | 1985
Statkraft | Rheidol Hydro Scheme Gen 4 | Hydro | Natural Flow | No | Hydro |  | 1.25 | LV | Wales | Wales |  |  | 270704.12983400002 | 279283.03561399999 | 1961
Statkraft | Rheidol Hydro Scheme Gen 1 | Hydro | Natural Flow | No | Hydro |  | 13.5 | LV | Wales | Wales |  |  | 270466.35895199998 | 279169.77504799998 | 1962
Statkraft | Rheidol Hydro Scheme Gen 3 | Hydro | Natural Flow | No | Hydro |  | 20.5 | LV | Wales | Wales |  |  | 274692.23303100001 | 283465.92701300001 | 1962
Statkraft | Rheidol Hydro Scheme Gen 2 | Hydro | Natural Flow | No | Hydro |  | 20.5 | LV | Wales | Wales |  |  | 274692.23303100001 | 283465.92701300001 | 1962
Statkraft | Alltwalis | wind_onshore | Onshore | No | Wind |  | 23 | HV | Wales | Wales | SA327ED |  | 246387.0 | 233404.0 | 2009
Statkraft | Andershaw | wind_onshore | Onshore | No | Wind |  | 35 | HV | Scotland | Scotland | ML126SX |  | 283500.0 | 625500.0 | 2017
Statkraft | Baillie | wind_onshore | Onshore | No | Wind |  | 53 | HV | Scotland | Scotland | KW147EP |  | 302550.0 | 965650.0 | 2013
Statkraft | Berry Burn | wind_onshore | Onshore | No | Wind |  | 67 | HV | Scotland | Scotland | IV362QH |  | 311550.0 | 840550.0 | 2014
Temporis Capital | Upper Falloch | Hydro | Natural Flow | No | Hydro |  | 0.896 | LV | Scotland | Scotland | FK208RL |  | 0.0 | 0.0 | 2015
Temporis Capital | Osspower | Hydro | Natural Flow | No | Hydro |  | 1.995 | LV | Scotland | Scotland | G837DX |  | 0.0 | 0.0 | 2012
Temporis Capital | Derrydarroch | Hydro | Natural Flow | No | Hydro |  | 1.995 | LV | Scotland | Scotland | G837DX |  | 212176.0 | 775418.0 | 2015
Temporis Capital | Greendykeside | wind_onshore | Onshore | No | Wind |  | 4 | LV | Scotland | Scotland | ML67TT |  | 281134.0 | 670403.0 | 2007
Temporis Capital | Weston | wind_onshore | Onshore | No | Wind |  | 4 | LV | England | Eastern | PE378JX |  | 609009.0 | 315326.0 | 2014
Temporis Capital | Pickenham | wind_onshore | Onshore | No | Wind |  | 4 | LV | England | Eastern | PE378JX |  | 585114.0 | 306597.0 | 2014
Temporis Capital | Craig 2 | wind_onshore | Onshore | No | Wind |  | 4.7 | HV | Scotland | Scotland | DG130NZ |  | 333264.0 | 587956.0 | 2017
Temporis Capital | Lochhead | wind_onshore | Onshore | No | Wind |  | 6 | LV | Scotland | Scotland | ML93PP |  | 275500.0 | 646500.0 | 2009
Temporis Capital | Achairn | wind_onshore | Onshore | No | Wind |  | 6 | LV | Scotland | Scotland | KW15SG |  | 329950.0 | 950650.0 | 2009
Temporis Capital | Newark | wind_onshore | Onshore | No | Wind |  | 6 | LV | England | East Midlands | NG243SD |  | 479589.0 | 350765.0 | 2017
Temporis Capital | Dunsland Cross | wind_onshore | Onshore | No | Wind |  | 6.15 | LV | England | South West | EX227AW |  | 242041.0 | 107244.0 | 2017
Temporis Capital | Eye | wind_onshore | Onshore | No | Wind |  | 6.8 | LV | England | Eastern | SG189TA |  | 613137.0 | 274854.0 | 2014
Temporis Capital | Ransonmoor | wind_onshore | Onshore | No | Wind |  | 10 | LV | England | Eastern | PE150TY |  | 537950.0 | 292470.0 | 2007
Temporis Capital | Craig | wind_onshore | Onshore | No | Wind |  | 10 | HV | Scotland | Scotland | DG130NZ |  | 331995.0 | 586055.0 | 2007
Temporis Capital | Halesworth | wind_onshore | Onshore | No | Wind |  | 10 | LV | England | Eastern | IP198NH |  | 640461.0 | 278558.0 | 2015
Temporis Capital | Muirhall | wind_onshore | Onshore | No | Wind |  | 12.3 | LV | Scotland | Scotland | EH558LN |  | 300605.0 | 653760.0 | 2010
Temporis Capital | White Mill | wind_onshore | Onshore | No | Wind |  | 14.35 | LV | England | Eastern | PE140LX |  | 545100.0 | 301570.0 | 2012
Temporis Capital | Tullymurdoch | wind_onshore | Onshore | No | Wind |  | 14.4 | LV | Scotland | Scotland | PH118LH |  | 319575.0 | 752228.0 | 2018
Temporis Capital | Biggleswade | wind_onshore | Onshore | No | Wind |  | 20 | LV | England | Eastern | SG189TA |  | 521653.0 | 240193.0 | 2013
Temporis Capital | Blackcraig | wind_onshore | Onshore | No | Wind |  | 52.9 | HV | Scotland | Scotland | DG73DZ |  | 270500.0 | 582500.0 | 2018
The Banks Group | Hazlehead Wind Farm | wind_onshore | Onshore | No | Wind |  | 6.15 | LV | England | Yorkshire and Humber | HD92TR |  |  |  | 2011
The Banks Group | Heysham South Wind Farm | wind_onshore | Onshore | No | Wind |  | 7.5 | LV | England | North West | LA33ES |  |  |  | 2015
The Banks Group | Lambs Hill Wind Farm | wind_onshore | Onshore | No | Wind |  | 8 | LV | England | North East | TS211LX |  |  |  | 2017
The Banks Group | Marr Wind Farm | wind_onshore | Onshore | No | Wind |  | 8.2 | LV | England | Yorkshire and Humber | DN57AZ |  |  |  | 2012
The Banks Group | Hook Moor Wind Farm | wind_onshore | Onshore | No | Wind |  | 10 | LV | England | Yorkshire and Humber | LS253EB |  |  |  | 2016
The Banks Group | Moor House Wind Farm | wind_onshore | Onshore | No | Wind |  | 12 | LV | England | North East | DL21SN |  |  |  | 2018
The Banks Group | Armistead Wind Farm | wind_onshore | Onshore | No | Wind |  | 12.3 | LV | England | North West | LA80HT |  |  |  | 2013
The Banks Group | Penny Hill Wind Farm | wind_onshore | Onshore | No | Wind |  | 20.4 | LV | England | Yorkshire and Humber | S669BH |  |  |  | 2013
The Banks Group | Middle Muir Wind Farm | wind_onshore | Onshore | No | Wind |  | 51 | HV | Scotland | Scotland | ML126SZ |  | 288964.0 | 625283.0 | 2018
The Banks Group | Kype Muir Wind Farm | wind_onshore | Onshore | No | Wind |  | 88.4 | HV | Scotland | Scotland | ML106RE |  | 268129.0 | 640258.0 | 2019
Toucan Energy Services | Otherton | Solar | PV | No | Solar |  | 2.5186 | LV | England | West Midlands | WR65LS |  | 380432.0 | 254242.0 | 2017
Toucan Energy Services | Dunkeswell | Solar | PV | No | Solar |  | 2.7951 | LV | England | South West |  | EX144RD | 313746.0 | 107938.0 | 2015
Toucan Energy Services | Cranham | Solar | PV | No | Solar |  | 2.9987 | LV | England | London | RM143NU |  | 558400.0 | 187089.0 | 2016
Toucan Energy Services | Rolls Royce | Solar | PV | No | Solar |  | 3.2 | LV | England | South West | BS346QA |  | 360460.0 | 180792.0 | 2016
Toucan Energy Services | Eckland Lodge | Solar | PV | No | Solar |  | 3.657 | LV | England | East Midlands | LE168HB |  | 478672.0 | 284948.0 | 2016
Toucan Energy Services | Winnards | Solar | PV | No | Solar |  | 4.4528 | LV | England | South West | TR96DG |  | 192864.0 | 66586.0 | 2015
Toucan Energy Services | Wrea Green | Solar | PV | No | Solar |  | 4.8797 | LV | England | North West | PR42WP |  | 338850.0 | 431150.0 | 2017
Toucan Energy Services | Moor House | Solar | PV | No | Solar |  | 4.9156 | LV | England | North West | CA144JZ |  | 301300.0 | 525369.0 | 2016
Toucan Energy Services | Balcombe | Solar | PV | No | Solar |  | 4.9608 | LV | England | South East | RH194QS |  | 535377.0 | 132854.0 | 2016
Toucan Energy Services | Great Seabrook | Solar | PV | No | Solar |  | 4.965 | LV | England | South East | LU79DY |  | 493192.0 | 217705.0 | 2015
Toucan Energy Services | Outwood | Solar | PV | No | Solar |  | 4.9701 | LV | England | Eastern | CM112TX |  | 568931.0 | 193607.0 | 2016
Toucan Energy Services | Woodhouse | Solar | PV | No | Solar |  | 4.9795 | LV | England | West Midlands | ST145HY |  | 409432.0 | 339052.0 | 2017
Toucan Energy Services | Widehurst | Solar | PV | No | Solar |  | 4.9862 | LV | England | South East | TN129LN |  | 575536.0 | 142994.0 | 2017
Toucan Energy Services | Newton | Solar | PV | No | Solar |  | 4.9873 | LV | England | Eastern | NR148GD |  | 624152.0 | 306192.0 | 2016
Toucan Energy Services | Home Farm | Solar | PV | No | Solar |  | 4.9873 | LV | England | South West | GL519RS |  | 393986.0 | 226037.0 | 2017
Toucan Energy Services | Mill Farm | Solar | PV | No | Solar |  | 4.9967 | LV | England | East Midlands | NG335DP |  | 494872.0 | 331696.0 | 2016
Toucan Energy Services | Canopus | Solar | PV | No | Solar |  | 4.9986 | LV | England | East Midlands | PE227BE |  | 530597.0 | 347613.0 | 2015
Toucan Energy Services | Upper Wick | Solar | PV | No | Solar |  | 4.9986 | LV | England | South West | GL116DE |  | 371550.0 | 195850.0 | 2015
Toucan Energy Services | Trowle | Solar | PV | No | Solar |  | 4.9986 | LV | England | South West | BA149BR |  | 383857.0 | 158625.0 | 2016
Toucan Energy Services | Wilbees | Solar | PV | No | Solar |  | 4.9987 | LV | England | South East | BN266RU |  | 554339.0 | 106829.0 | 2016
Toucan Energy Services | Tower Hayes | Solar | PV | No | Solar |  | 4.9991 | LV | England | East Midlands | LE671FH |  | 444576.0 | 310822.0 | 2016
Toucan Energy Services | Shuttleworth | Solar | PV | No | Solar |  | 4.9991 | LV | England | North West | BB74LL |  | 382296.0 | 448048.0 | 2016
Toucan Energy Services | Burnham Wick | Solar | PV | No | Solar |  | 4.9992 | LV | England | Eastern | CM08LU |  | 596876.0 | 195875.0 | 2015
Toucan Energy Services | Guston | Solar | PV | No | Solar |  | 4.9993 | LV | England | South East | CT155EW |  | 632877.0 | 144096.0 | 2015
Toucan Energy Services | Five Oaks | Solar | PV | No | Solar |  | 4.9997 | LV | England | South East | RH149AZ |  | 509003.0 | 130058.0 | 2016
Toucan Energy Services | Carrowdore | Solar | PV | No | Solar |  | 5.9816 | LV | Northern Ireland | Northern Ireland | BT222HH |  | 169400.0 | 525454.0 | 2017
Toucan Energy Services | Isle of Wight | Solar | PV | No | Solar |  | 6.2264 | LV | England | South East | PO334RW |  | 452614.0 | 90511.0 | 2015
Toucan Energy Services | Rhydypandy | Solar | PV | No | Solar |  | 6.3801 | LV | Wales | Wales | SA66NX |  | 265957.0 | 200658.0 | 2015
Toucan Energy Services | Place Farm | Solar | PV | No | Solar |  | 6.7917 | LV | England | South East | TN262LX |  | 597181.0 | 132855.0 | 2015
Toucan Energy Services | Weston Longville | Solar | PV | No | Solar |  | 7.5686 | LV | England | Eastern |  | NR95JF | 610220.0 | 315069.0 | 2015
Toucan Energy Services | Hunciecroft | Solar | PV | No | Solar |  | 7.619 | LV | England | East Midlands | S803ND |  | 454513.0 | 373909.0 | 2015
Toucan Energy Services | Garvinack | Solar | PV | No | Solar |  | 9.6228 | LV | England | South West | TR49EP |  | 177775.0 | 47586.0 | 2015
Toucan Energy Services | Upper Farm | Solar | PV | No | Solar |  | 10.0105 | LV | England | South East | SO249RY |  | 463453.0 | 141758.0 | 2015
Toucan Energy Services | Chapel Hill | Solar | PV | No | Solar |  | 10.0703 | LV | Wales | Wales | SA715HY |  | 196092.0 | 197842.0 | 2015
Toucan Energy Services | Bluegates | Solar | PV | No | Solar |  | 10.6972 | LV | England | Eastern | CO78DE |  | 607018.0 | 222279.0 | 2015
Toucan Energy Services | Bentham | Solar | PV | No | Solar |  | 11.051 | LV | England | South West | SN54JB |  | 407114.0 | 189633.0 | 2015
Toucan Energy Services | New Stone House | Solar | PV | No | Solar |  | 11.4768 | LV | England | South East | OX252PT |  | 455811.0 | 219330.0 | 2015
Toucan Energy Services | Ford | Solar | PV | No | Solar |  | 11.5699 | LV | England | South East | BN443AT |  | 517748.0 | 117195.0 | 2016
Toucan Energy Services | Hendre Fawr | Solar | PV | No | Solar |  | 11.6259 | LV | Wales | Wales | CF449RJ |  | 291347.0 | 206062.0 | 2015
Toucan Energy Services | Hendai | Solar | PV | No | Solar |  | 13.3954 | LV | Wales | Wales |  | CF828FU | 312392.0 | 197842.0 | 2015
Toucan Energy Services | Littlewood | Solar | PV | No | Solar |  | 13.728 | LV | England | South East | MK197NF |  | 482105.0 | 247071.0 | 2015
Toucan Energy Services | Malmaynes | Solar | PV | No | Solar |  | 14.8262 | LV | England | South East | ME39SQ |  | 580664.0 | 175335.0 | 2015
Toucan Energy Services | Welbeck | Solar | PV | No | Solar |  | 16.0384 | LV | England | East Midlands | NG229EY |  | 460619.0 | 372696.0 | 2015
Toucan Energy Services | Aston House | Solar | PV | No | Solar |  | 19.8266 | LV | England | East Midlands |  | DE65AG | 416833.0 | 331778.0 | 2015
Toucan Energy Services | Lisburn | Solar | PV | No | Solar |  | 20.5 | LV | Northern Ireland | Northern Ireland | BT282SL |  | 134798.0 | 521384.0 | 2017
Toucan Energy Services | Grange Farm | Solar | PV | No | Solar |  | 21.0984 | LV | England | South West | BS361RR |  | 363968.0 | 182366.0 | 2014
Toucan Energy Services | Stowbridge | Solar | PV | No | Solar |  | 24.323 | LV | England | Eastern | CB63LF |  | 551252.0 | 272416.0 | 2014
Toucan Energy Services | Morton Solar | Solar | PV | No | Solar |  | 28.0954 | LV | England | East Midlands | DN228HD |  | 467120.0 | 379462.0 | 2015
Toucan Energy Services | Swindon | Solar | PV | No | Solar |  | 60.8926 | LV | England | South West | SN49NS |  | 413029.0 | 179126.0 | 2016
UK Transition Limited | West Burton CCGT | CCGT | CCGT | No | Natural Gas |  | 1332 | HV | England | East Midlands | DN229BL |  | 479368.0 | 384538.0 | 2013
Uniper UK | Ratcliffe (OCGT) | Fossil Fuel | Single cycle | No | Diesel/Gas Oil |  | 34 | HV | England | East Midlands | NG110EE |  | 449969.0 | 327738.0 | 1967
Uniper UK | Grain (OCGT) | Fossil Fuel | Single cycle | No | Diesel/Gas Oil |  | 50 | HV | England | South East | ME30AR |  | 0.0 | 0.0 | 2011
Uniper UK | Taylors Lane | Fossil Fuel | Single cycle | No | Diesel/Gas Oil |  | 144 | HV | England | London | NW108JP |  | 524680.0 | 195111.0 | 1979
Uniper UK | Enfield | CCGT | CCGT | No | Natural Gas |  | 408 | HV | England | London | EN37PL |  | 532446.0 | 190691.0 | 1999
Uniper UK | Cottam Development Centre | CCGT | CCGT | No | Natural Gas |  | 445 | HV | England | East Midlands | DN220TF |  | 470307.0 | 378332.0 | 1998
Uniper UK | Killingholme | Fossil Fuel | Single cycle | No | Natural Gas |  | 600 | HV | England | Yorkshire and Humber | DN403LU |  | 516717.0 | 419816.0 | 1992
Uniper UK | Connahs Quay | CCGT | CCGT | No | Sour Gas |  | 1380 | HV | Wales | Wales | CH54BP |  | 328878.0 | 368331.0 | 1996
Uniper UK | Grain | CCGT | CCGT | Yes | Natural Gas |  | 1517 | HV | England | South East | ME30AR |  | 588672.0 | 172826.0 | 2011
Uniper UK | Ratcliffe (Steam) | Coal | Conventional steam | No | Coal |  | 2021 | HV | England | East Midlands | NG110EE |  | 449969.0 | 327738.0 | 1967
Vattenfall | Swinford | wind_onshore | Onshore | No | Wind |  | 22 | LV | England | East Midlands |  |  | 456804.0 | 279647.0 | 2012
Vattenfall | Clashindarroch | wind_onshore | Onshore | No | Wind |  | 36.9 | HV | Scotland | Scotland |  |  | 348214.0 | 839951.0 | 2015
Vattenfall | Edinbane | wind_onshore | Onshore | No | Wind |  | 41.4 | HV | Scotland | Scotland |  |  | 134353.0 | 850769.0 | 2009
Vattenfall | Kentish Flats Extension | wind_offshore | Offshore | No | Wind |  | 49.5 | LV | England | South East |  |  | 615377.0 | 175526.0 | 2015
Vattenfall | Ray | wind_onshore | Onshore | No | Wind |  | 54.4 | LV | England | North East |  |  | 395550.0 | 587550.0 | 2017
Vattenfall | Kentish Flats | wind_offshore | Offshore | No | Wind |  | 90 | LV | England | South East |  |  | 615015.0 | 178055.0 | 2005
Vattenfall | Aberdeen | wind_offshore | Offshore | No | Wind |  | 96.8 | HV | Scotland | Scotland |  |  | 395748.0 | 814283.0 | 2018
Vattenfall | Ormonde | wind_offshore | Offshore | No | Wind |  | 150 | HV | England | North West |  |  | 306000.0 | 466842.0 | 2011
Vattenfall | Pen Y Cymoedd | wind_onshore | Onshore | No | Wind |  | 228 | HV | Wales | Wales |  |  | 292879.0 | 199365.0 | 2016
Vattenfall | Thanet | wind_offshore | Offshore | No | Wind |  | 300 | HV | England | South East |  |  | 652658.0 | 176367.0 | 2010
Venitent Energy Services | Tow Law | wind_onshore | Onshore | No | Wind |  | 2.31 | LV | England | North East | DL134DE |  | 411500.0 | 541000.0 | 2001
Venitent Energy Services | Rheidol | wind_onshore | Onshore | No | Wind |  | 2.4 | LV | Wales | Wales | SY233N |  | 272400.0 | 280500.0 | 1997
Venitent Energy Services | Kirkby Moor | wind_onshore | Onshore | No | Wind |  | 4.8 | LV | England | North West | LA177UN |  | 326111.0 | 485242.0 | 1993
Venitent Energy Services | Trysglwyn | wind_onshore | Onshore | No | Wind |  | 5.6 | LV | Wales | Wales | LL689RF |  | 244000.0 | 389000.0 | 1996
Venitent Energy Services | Lambrigg | wind_onshore | Onshore | No | Wind |  | 6.5 | LV | England | North West | LA80AP |  | 358800.0 | 493600.0 | 2000
Venitent Energy Services | Hill of Fiddes | wind_onshore | Onshore | No | Wind |  | 6.9 | LV | Scotland | Scotland | AB416QR |  | 393495.0 | 824485.0 | 2010
Venitent Energy Services | Blackstone Edge | wind_onshore | Onshore | No | Wind |  | 7.5 | LV | England | Yorkshire and Humber | S369PA |  | 419565.0 | 405226.0 | 2013
Venitent Energy Services | Tedder Hill | wind_onshore | Onshore | No | Wind |  | 7.5 | LV | England | Yorkshire and Humber | HU192BY |  | 530221.0 | 430242.0 | 2013
Venitent Energy Services | Low Spinney | wind_onshore | Onshore | No | Wind |  | 8.2 | LV | England | East Midlands | LE175NB |  | 455816.0 | 289705.0 | 2011
Venitent Energy Services | Sisters | wind_onshore | Onshore | No | Wind |  | 8.2 | LV | England | North East | NE615ED |  | 425476.0 | 595602.0 | 2016
Venitent Energy Services | Beinn Ghlas | wind_onshore | Onshore | No | Wind |  | 8.4 | LV | Scotland | Scotland | PA351HY |  | 196500.0 | 726000.0 | 1999
Venitent Energy Services | Taff Ely | wind_onshore | Onshore | No | Wind |  | 9 | LV | Wales | Wales | CF398DJ |  | 297000.0 | 186000.0 | 1993
Venitent Energy Services | Bears Down | wind_onshore | Onshore | No | Wind |  | 9.6 | LV | England | South West | TR84RJ |  | 190360.0 | 67560.0 | 2001
Venitent Energy Services | Bryn Titli | wind_onshore | Onshore | No | Wind |  | 9.9 | LV | Wales | Wales | SY186RX |  | 293500.0 | 275500.0 | 1994
Venitent Energy Services | Westfield | wind_onshore | Onshore | No | Wind |  | 10 | LV | Scotland | Scotland | KY50HJ |  | 319640.0 | 695487.0 | 2013
Venitent Energy Services | Mynydd Gorddu | wind_onshore | Onshore | No | Wind |  | 10.2 | LV | Wales | Wales | SY245DP |  | 266200.0 | 287200.0 | 1998
Venitent Energy Services | Seamer | wind_onshore | Onshore | No | Wind |  | 10.25 | LV | England | North East | TS159JH |  | 448125.0 | 511235.0 | 2012
Venitent Energy Services | Gordonstown Hill | wind_onshore | Onshore | No | Wind |  | 12.5 | LV | Scotland | Scotland | AB538LH |  | 371136.0 | 841396.0 | 2013
Venitent Energy Services | Mynydd Clogau | wind_onshore | Onshore | No | Wind |  | 14.45 | LV | Wales | Wales | SY163DQ |  | 303300.0 | 298800.0 | 2006
Venitent Energy Services | Wingates | wind_onshore | Onshore | No | Wind |  | 15 | LV | England | North East | NE658RW |  | 413034.0 | 597920.0 | 2013
Venitent Energy Services | Novar | wind_onshore | Onshore | No | Wind |  | 17 | LV | Scotland | Scotland | IV170XJ |  | 255500.0 | 871000.0 | 1997
Venitent Energy Services | North Steads | wind_onshore | Onshore | No | Wind |  | 18.45 | LV | England | North East | NE615BB |  | 425478.0 | 597629.0 | 2016
Venitent Energy Services | Llyn Alaw | wind_onshore | Onshore | No | Wind |  | 20.4 | LV | Wales | Wales | LL680TB |  | 236000.0 | 387000.0 | 1997
Venitent Energy Services | Glenkerie | wind_onshore | Onshore | No | Wind |  | 22 | LV | Scotland | Scotland | ML126QL |  | 310453.0 | 628117.0 | 2012
Venitent Energy Services | Ardrossan | wind_onshore | Onshore | No | Wind |  | 30 | LV | Scotland | Scotland | KA227NU |  | 223500.0 | 642500.0 | 2004
Venitent Energy Services | Dalswinton | wind_onshore | Onshore | No | Wind |  | 30 | HV | Scotland | Scotland | DG20YB |  | 295000.0 | 589000.0 | 2008
Venitent Energy Services | Lissett Airfield | wind_onshore | Onshore | No | Wind |  | 30 | LV | England | Yorkshire and Humber | YO258PZ |  | 512263.0 | 458139.0 | 2009
Venitent Energy Services | Ffynnon Oer | wind_onshore | Onshore | No | Wind |  | 32 | LV | Wales | Wales | SA133LG |  | 285500.0 | 205500.0 | 2006
Venitent Energy Services | Carno | wind_onshore | Onshore | No | Wind |  | 33.6 | LV | Wales | Wales | SY175JT |  | 291053.0 | 295836.0 | 1996
Venitent Energy Services | Minsca | wind_onshore | Onshore | No | Wind |  | 36.8 | HV | Scotland | Scotland | DG112QE |  | 313821.0 | 581690.0 | 2008
Venitent Energy Services | A'Chruach | wind_onshore | Onshore | No | Wind |  | 42.6 | HV | Scotland | Scotland | PA318BA |  | 197742.0 | 696597.0 | 2016
Venitent Energy Services | Causeymire | wind_onshore | Onshore | No | Wind |  | 48.3 | HV | Scotland | Scotland | KW15XR |  | 312000.0 | 950000.0 | 2005
Venitent Energy Services | Galawhistle | wind_onshore | Onshore | No | Wind |  | 66 | HV | Scotland | Scotland | ML110SJ |  | 275443.0 | 629080.0 | 2017
Venitent Energy Services | Farr | wind_onshore | Onshore | No | Wind |  | 92 | HV | Scotland | Scotland | IV137ZA |  | 273500.0 | 829000.0 | 2006
Veolia | SELCHP | Bioenergy | Bioenergy | Yes | MSW |  | 35 | LV | England | London |  |  | 535605.0 | 178129.0 | 1994
Viridor Waste Management | Runcorn EfW | Bioenergy | Bioenergy | No | MSW |  | 91 | LV | England | North West |  |  | 349985.0 | 381240.0 | 2014
Vitol | Blackburn | CCGT | CCGT | No | Natural Gas |  | 60 | LV | England | London | BB25HX |  | 364659.0 | 424755.0 | 2002
Vitol | Shoreham | CCGT | CCGT | No | Natural Gas |  | 420 | LV | England | South East | BN411WF |  | 521488.0 | 105110.0 | 2000
Vitol | Rye House | CCGT | CCGT | No | Natural Gas |  | 715 | HV | England | Eastern | EN110RF |  | 538365.0 | 209811.0 | 1993
Vitol | Damhead Creek | CCGT | CCGT | No | Natural Gas |  | 805 | HV | England | South East | ME39TX |  | 581973.0 | 173211.0 | 2000
Vitol | VPI | CCGT | CCGT | Yes | Natural Gas |  | 1252 | HV | England | Yorkshire and Humber | DN403DZ |  | 518189.0 | 412390.0 | 2004
Wise Energy Limited | Knockworthy Farm Solar Park | Solar | PV | No | Solar |  | 4.6452 | LV | England | South West |  |  | 251121.0 | 122799.0 | 2013
Wise Energy Limited | Wyld Meadow Farm Solar Park | Solar | PV | No | Solar |  | 4.8384 | LV | England | South West |  |  | 334144.0 | 98155.0 | 2012
Wise Energy Limited | Chilton Cantelo Solar park | Solar | PV | No | Solar |  | 4.997 | LV | England | South West |  |  | 357797.0 | 121851.0 | 2012
Wise Energy Limited | Crossways Solar Park | Solar | PV | No | Solar |  | 4.997 | LV | England | South West |  |  | 377476.0 | 88548.0 | 2012
Wise Energy Limited | Raglington Farm Solar Park | Solar | PV | No | Solar |  | 5.733 | LV | England | South East |  |  | 454062.0 | 113445.0 | 2013
Wise Energy Limited | Blenches Mill Solar Park | Solar | PV | No | Solar |  | 6.0788 | LV | England | South West |  |  | 386848.0 | 152850.0 | 2014
Wise Energy Limited | Whitley (Ashcott Farm) Solar Park | Solar | PV | No | Solar |  | 7.5702 | LV | England | South West |  |  | 344449.0 | 137081.0 | 2014
Wise Energy Limited | Burcroft Solar Parks | Solar | PV | No | Solar |  | 12.669 | LV | England | South West |  |  | 300442.0 | 97423.0 | 2014
Wise Energy Limited | Hook Valley Solar Park | Solar | PV | No | Solar |  | 15.3 | LV | England | Eastern |  |  | 610859.0 | 251069.0 | 2014
WPO UK Services | FMC Dunfermline | wind_onshore | Onshore | No | Wind |  | 1.5 | HV | Scotland | Scotland |  | NT1017885549 | 310010.0 | 685787.0 | 2012
WPO UK Services | Greenvale March | wind_onshore | Onshore | No | Wind |  | 1.5 | HV | England | Eastern |  | TL3551493287 | 535656.0 | 293166.0 | 2014
WPO UK Services | Box Road | Solar | PV | No | Solar |  | 1.903 | LV | England | South West |  | SO7520502233 |  |  | 2016
WPO UK Services | Robert's Wall | Solar | PV | No | Solar |  | 2.56 | LV | Wales | Wales |  | SN1001400495 |  |  | 2015
WPO UK Services | Somersall | Solar | PV | No | Solar |  | 2.56 | LV | England | East Midlands |  | SK1320934074 |  |  | 2015
WPO UK Services | Haverigg III | wind_onshore | Onshore | No | Wind |  | 3.4 | HV | England | North West |  | SD1393279392 | 313300.0 | 479100.0 | 2005
WPO UK Services | Magazine | Solar | PV | No | Solar |  | 3.449 | LV | England | West Midlands |  | SP2837497084 |  |  | 2017
WPO UK Services | Kirton | Solar | PV | No | Solar |  | 3.51 | LV | England | East Midlands |  | TF2760238140 |  |  | 2016
WPO UK Services | Moor Farm | Solar | PV | No | Solar |  | 3.73 | LV | England | West Midlands |  | SJ4168023332 |  |  | 2017
WPO UK Services | Arnish Moor | wind_onshore | Onshore | No | Wind |  | 3.9 | HV | Scotland | Scotland |  | NB3883430204 | 140024.0 | 929071.0 | 2006
WPO UK Services | Workington (Voridian) | wind_onshore | Onshore | No | Wind |  | 4 | HV | England | North West |  | NY0081531705 | 299022.0 | 529793.0 | 2006
WPO UK Services | Lains Farm | Solar | PV | No | Solar |  | 4.54 | LV | England | South East |  | SU2792344625 |  |  | 2016
WPO UK Services | Crumlin | Solar | PV | No | Solar |  | 4.55 | LV | Wales | Wales |  | ST2032097981 |  |  | 2016
WPO UK Services | Ashby | Solar | PV | No | Solar |  | 4.7991 | LV | England | East Midlands |  | SK3432917585 | 434525.0 | 317774.0 | 2016
WPO UK Services | Asfordby A | Solar | PV | No | Solar |  | 4.91 | LV | England | East Midlands |  | SK7184120877 |  |  | 2016
WPO UK Services | Caergarw | Solar | PV | No | Solar |  | 4.934 | LV | Wales | Wales |  | SS8105383495 |  |  | 2017
WPO UK Services | Nailstone | Solar | PV | No | Solar |  | 4.9755 | LV | England | East Midlands |  | SK4312408016 |  |  | 2017
WPO UK Services | Caldecote | Solar | PV | No | Solar |  | 4.977 | LV | England | Eastern |  | TL2072157273 |  |  | 2016
WPO UK Services | Clapham | Solar | PV | No | Solar |  | 4.98 | LV | England | Eastern |  | TL0371454289 |  |  | 2015
WPO UK Services | Rosedew | Solar | PV | No | Solar |  | 4.98 | LV | Wales | Wales |  | SS9126567595 |  |  | 2016
WPO UK Services | Asfordby B | Solar | PV | No | Solar |  | 4.98 | LV | England | East Midlands |  | SK7184120877 |  |  | 2016
WPO UK Services | Kelly Green | Solar | PV | No | Solar |  | 4.98 | LV | England | South West |  | SX0496075550 |  |  | 2016
WPO UK Services | Bake Farm | Solar | PV | No | Solar |  | 4.9993 | LV | England | South West |  | SX3264958430 | 233036.0 | 58842.0 | 2015
WPO UK Services | Eye | wind_onshore | Onshore | No | Wind |  | 5 | HV | England | Eastern |  | TM1308575398 | 613107.0 | 275558.0 | 2013
WPO UK Services | Betty Hill | wind_onshore | Onshore | No | Wind |  | 6 | HV | Scotland | Scotland |  | NC7286961774 | 272326.0 | 962920.0 | 2013
WPO UK Services | Lairg | wind_onshore | Onshore | No | Wind |  | 7.5 | LV | Scotland | Scotland |  | NC6098003860 | 261293.0 | 903916.0 | 2012
WPO UK Services | PoL | wind_onshore | Onshore | No | Wind |  | 10 | HV | England | North West |  | SJ3303294659 | 333356.0 | 395230.0 | 2008
WPO UK Services | AOE | wind_onshore | Onshore | No | Wind |  | 11.5 | HV | Scotland | Scotland |  | NS5802548945 | 257717.0 | 648148.0 | 2014
WPO UK Services | Newnham | Solar | PV | No | Solar |  | 11.638 | LV | England | South West |  | SX5607658771 |  |  | 2015
WPO UK Services | Far Danes | Solar | PV | No | Solar |  | 11.7 | LV | England | East Midlands |  | SK8642581821 |  |  | 2016
WPO UK Services | Dummuies | wind_onshore | Onshore | No | Wind |  | 12.25 | LV | Scotland | Scotland |  | NJ5635836050 |  |  | 2007
WPO UK Services | Combermere | Solar | PV | No | Solar |  | 13.97 | LV | England | North West |  | SJ6003644925 |  |  | 2015
WPO UK Services | Grange | Solar | PV | No | Solar |  | 14 | LV | England | East Midlands |  | TF3932618855 | 545055.0 | 318754.0 | 2013
WPO UK Services | Altaveedan | wind_onshore | Onshore | No | Wind |  | 18 | HV | Northern Ireland | Northern Ireland |  | NW2793786653 | 126801.0 | 584314.0 | 2016
WPO UK Services | Airies | wind_onshore | Onshore | No | Wind |  | 39.9 | HV | Scotland | Scotland |  | NX2662767127 | 226000.0 | 568000.0 | 2017
XceCo | Inner Dowsing Wind Farm | wind_offshore | Offshore | No | Wind |  | 97.2 | HV | England | East Midlands |  | TF536655 | 563561.0 | 368447.0 | 2008
XceCo | Lynn Wind Farm | wind_offshore | Offshore | No | Wind |  | 97.2 | HV | England | East Midlands |  | TF536655 | 564095.0 | 362638.0 | 2008

## Changed and converted stations
Table 5.11 Major power producers thermal capacity opened, closed, converted, increased or reduced (as at end May 2022), since the end of 2010
This worksheet contains one table
Some cells refer to notes which can be found on the notes worksheet
Freeze panes are active on this sheet, to turn off freeze panes select the 'view' then 'freeze panes' then 'unfreeze panes' or use [Alt W, F]
This table contains empty cells, empty cells indicate data not applicable
Year of opening/closure, capacity change or conversion | Site | Fuel | Status | Previous Capacity (MW) | New Capacity (MW) | Notes
2010 | Langage | CCGT | Opened | 0 | 905
2010 | Severn Power | CCGT | Opened | 0 | 850
2010 | Staythorpe C | CCGT | Opened | 0 | 1752
2011 | Barkip | Waste | Opened | 0 | 2.726
2011 | Blackburn | CCGT | Opened | 0 | 60
2011 | Fife | CCGT | Closed | 123 | 0
2011 | Grain CHP | CCGT | Opened | 0 | 1517 | Built on the site of Grain A but not a conversion
2011 | Riverside | Waste | Opened | 0 | 80
2011 | Teesside | CCGT/OCGT [note 17] | Partially Closed | 1875 | 45 | Closed CCGT part (1830 MW)
2011 | Tilbury B | Coal | Converted | 1063 | 0
2011 | Tilbury B | Biomass | Converted | 0 | 750
2012 | Derwent | CCGT | Mothballed | 228 | 0
2012 | Grain A | Oil | Closed | 1300 | 0
2012 | Kingsnorth A | Coal/Oil | Closed | 1940 | 0
2012 | Oldbury | Nuclear [note 18] | Closed [note 29] | 434 | 0 | Mothballed from 2012 to 2014.
2012 | Pembroke B | CCGT | Opened | 0 | 2199
2012 | Shotton | CCGT | Closed | 210 | 0
2012 | Wylfa (Reactor 2) | Nuclear [note 19] | Partially Closed | 980 | 490
2013 | Cockenzie | Coal | Closed | 1152 | 0
2013 | Didcot A | Coal/Gas | Closed | 1958 | 0
2013 | Drax | Coal [note 20] | Partially Converted | 3960 | 3300
2013 | Drax | Biomass [note 20] | Partially Converted | 0 | 660
2013 | Fawley | Oil | Closed | 1036 | 0
2013 | Ironbridge | Coal [note 21] | Converted | 1000 | 0
2013 | Ironbridge | Biomass [note 21] | Converted | 0 | 370 | Initially converted to 940 MW, but one unit was abandoned in 2014 due to a fire.
2013 | Keadby | CCGT | Mothballed | 749 | 0 | Mothballed from 2013 to late 2015
2013 | Kings Lynn | CCGT | Mothballed | 340 | 0 | Mothballed in 2013 but reopened in late 2019 following major redevelopment
2013 | Roosecote | CCGT | Closed [note 29] | 229 | 0
2013 | Teesside | OCGT [note 17] | Closed | 45 | 0
2013 | Tilbury B | Biomass | Closed [note 29] | 750 | 0
2013 | West Burton | CCGT | Opened | 0 | 1332
2014 | Barking | CCGT | Closed | 1000 | 0
2014 | Drax | Coal [note 20] | Partially Converted | 3300 | 2640
2014 | Drax | Biomass [note 20] | Partially Converted | 660 | 1320
2014 | Ferrybridge C | Coal | Partially Closed | 1960 | 980
2014 | Glanford Brigg | CCGT/OCGT [note 22] | Partially Closed | 150 | 99 | Operated as a CCGT until 2014, but now only use the open cycle part. Capacity was reduced in early 2015 but combined for simplicity.
2014 | Littlebrook D | Oil | Closed | 1370 | 0
2014 | Markinch CHP | Biomass | Opened | 0 | 60
2014 | Runcorn | Waste | Opened | 0 | 86
2015 | Blackburn Meadows | Biomass | Opened | 0 | 33
2015 | Drax | Coal [note 20] | Partially Converted | 2640 | 1980 | Prior to DUKES 2016, the Drax units were recorded as 645 MW rather than 660 MW.
2015 | Drax | Biomass [note 20] | Partially Converted | 1320 | 1980
2015 | Ferrybridge Multi-Fuel | Waste | Opened | 0 | 79 | Built on site of Ferrybridge C but not a conversion
2015 | Ironbridge | Biomass [note 21] | Closed | 370 | 0
2015 | Lynemouth | Coal | Mothballed | 420 | 0 | Mothballed in 2015 then reopened as a biomass plant in 2018
2015 | Wylfa (Reactor 1) | Nuclear [note 19] | Closed | 490 | 0
2015 | Keadby | CCGT | Re-opened | 0 | 749 | Mothballed from 2013 to late 2015
2016 | Carrington | CCGT | Opened | 0 | 910
2016 | Ferrybridge C | Coal | Closed | 980 | 0
2016 | Killingholme A and B | CCGT/OCGT [note 23] | Partially Closed | 900 | 600
2016 | Longannet | Coal | Closed | 2260 | 0
2016 | Rugeley | Coal | Closed | 448 | 0
2016 | Wilton 11 | Waste | Opened | 0 | 55
2017 | Uskmouth | Coal | Mothballed | 220 | 0
2018 | Ballylumford B | OCGT | Closed | 540 | 0
2018 | Deeside | CCGT | Closed | 498 | 0
2018 | Drax | Coal [note 20] | Converted | 1980 | 1320
2018 | Drax | Biomass [note 20] | Converted | 1980 | 2640
2018 | Eggborough | Coal | Closed | 1960 | 0
2018 | Lynemouth | Biomass | Converted | 0 | 420
2018 | Peterborough | CCGT/OCGT [note 24] | Partially Closed | 360 | 245 | Operated as a CCGT until 2018, but now only use the open cycle part with the steam part being decommissionned.
2019 | Barry | CCGT/OCGT [note 25] | Closed | 375 | 0 | Operated as an OCGT from March 2018 to March 2019, before closing. Previously operated as a CCGT.
2019 | Aberthaw B | Coal | Closed | 1559 | 0
2019 | Five Oaks | Oil | Closed | 9 | 0
2019 | Cottam | Coal | Closed | 2000 | 0
2019 | Knapton | CCGT [note 26] | Closed | 41.5 | 0
2019 | Ferrybridge Multi-Fuel 2 | Waste | Opened | 0 | 77
2019 | Kings Lynn | CCGT | Re-opened | 0 | 382 | Mothballed in 2013 but reopened in late 2019 following major redevelopment
2020 | Aberthaw GT | Oil | Closed | 51 | 0
2020 | Fiddler’s Ferry | Coal | Closed | 1510 | 0
2020 | Sandbach | CCGT | Closed | 56 | 0 | Closed at the end of 2020.
2020 | Castleford | CCGT | Closed | 56 | 0 | Closed at the end of 2020.
2020 | Thornhill | CCGT | Closed | 50 | 0 | Closed at the end of 2020.
2021 | Drax | Coal [note 27] | Mothballed | 1320 | 0 | Mothballed in March 2021 in advance of its official closure in September 2022.
2021 | Dungeness B | Nuclear [note 28] | Closed | 1090 | 0 | Began defuelling in June 2021 but has not generated since September 2018.
2022 | Hunterston B | Nuclear | Closed | 985 | 0 | Began defuelling in January 2022

## DUKES 2021
5.11 Power Stations in the United Kingdom operational at the end of May 2021 (1)
Major Power Producer (MPP) sites
Note that non-thermal renewable sites with a capacity of less than 20 MW are aggregated for each company in this table. A full version of the table is available on the 'Database' tab.
Company Name | Station Name | Fuel | Technology | Installed Capacity (MW) | Year of commission or year generation began | Location Scotland, Wales, Northern Ireland or English region
Anesco | Sandridge | Solar PV | Solar PV | 49.62 | 2015 | South West
Anesco | Troughton | Solar PV | Solar PV | 30.866 | 2016 | South West
Anesco | Sites with capacity <20 MW | Solar PV | Solar PV | 644.4543
Atmosclear | Sites with capacity <20 MW | Solar PV | Solar PV | 9.4
Babcock International and Fluor Inc | Maentwrog, LL41 4HY | Hydro Natural Flow | Hydro Natural Flow | 35.3 | 1928 | Wales
BayWa R.E | Beinneun Wind Farm Limited | Wind Onshore | Wind Onshore | 108.8 | 2017 | Scotland
BayWa R.E | Cour Wind Farm (Scotland) Limited | Wind Onshore | Wind Onshore | 20.5 | 2017 | Scotland
BayWa R.E | Sites with capacity <20 MW | Wind Onshore | Wind Onshore | 19.2
Bluefield Services | Bradenstoke Solar Park | Solar PV | Solar PV | 69.7884 | 2015 | South West
Calon Energy | Baglan Bay GT | Diesel/Gas Diesel/Gas Oil | OCGT | 32.3 | 2002 | Wales
Calon Energy | Baglan Generating Ltd | Natural Gas | CCGT | 520 | 2002
Calon Energy | Severn* | Natural Gas | CCGT | 850 | 2010
Calon Energy | SUTTON BRIDGE | Natural Gas | CCGT | 819 | 1999
Capital Dynamics Holdings | Elginny | Wind Onshore | Wind Onshore | 23 | 2018 | Northern Ireland
Capital Dynamics Holdings | Whiteside Hill | Wind Onshore | Wind Onshore | 28.5 | 2018 | Scotland
Capital Dynamics Holdings | Sites with capacity <20 MW | Solar PV | Solar PV | 4.99
Capital Dynamics Holdings | Sites with capacity <20 MW | Wind Onshore | Wind Onshore | 129.5
Centrica | Glanford Brigg | Natural Gas | OCGT | 99 | 1994 | Yorkshire & Humber | (2)
Centrica | Peterborough | Natural Gas | OCGT | 360 | 1993 | East | (2)
Co-owned by SSE Group and Cheung Kong Infrastructure Ltd | Seabank | Natural Gas | CCGT | 1234 | 2000 | South West
Co-owned by SSE Group and Wheelabrator Technologies Inc | FM1 | Waste (municipal solid waste) | Conventional steam | 79 | 2015 | Yorkshire & Humber
Co-owned by SSE Group and Wheelabrator Technologies Inc | FM2 | Waste (municipal solid waste) | Conventional steam | 79 | 2019 | Yorkshire & Humber
Cubico Sustainable Investments | Broxted | Solar PV | Solar PV | 31.59 | 2013 | South East
Cubico Sustainable Investments | Middlewick | Wind Onshore | Wind Onshore | 20.7 | 2014 | East England
Cubico Sustainable Investments | Owls Hatch | Solar PV | Solar PV | 51.9376 | 2015 | South West
Cubico Sustainable Investments | Penmanshiel | Wind Onshore | Wind Onshore | 28.7 | 2016 | Scotland | (3)
Cubico Sustainable Investments | Wandylaw | Wind Onshore | Wind Onshore | 20.5 | 2013 | North East
Cubico Sustainable Investments | Sites with capacity <20 MW | Solar PV | Solar PV | 65.3149
Cubico Sustainable Investments | Sites with capacity <20 MW | Wind Onshore | Wind Onshore | 98.1149
Drax Power | Cruachan | Pumped hydro | Pumped hydro | 440 | 1965 | Scotland
Drax Power | Drax GT | Diesel/Gas Diesel/Gas Oil | OCGT | 75 | 1971 | Yorkshire and Humber
Drax Power | Drax Power Station Biomass Units | Biomass | Conventional steam | 2640 | 2013 | Yorkshire & Humber
Drax Power | Glenlee | Hydro Natural Flow | Hydro Natural Flow | 24 | 1935 | Scotland
Drax Power | Kendoon | Hydro Natural Flow | Hydro Natural Flow | 24 | 1935 | Scotland
Drax Power | Tongland | Hydro Natural Flow | Hydro Natural Flow | 33 | 1935 | Scotland
Drax Power | Sites with capacity <20 MW | Hydro Natural Flow | Hydro Natural Flow | 44
Ecotricity | Sites with capacity <20 MW | Solar PV | Solar PV | 0.9
Ecotricity | Sites with capacity <20 MW | Wind Onshore | Wind Onshore | 87.62
E.ON | Blackburn Meadows* | Biomass | Conventional steam | 34 | 2015 | Yorkshire & Humber
E.ON | Steven's Croft* | Biomass | Conventional steam | 46 | 2007 | Scotland
EDF Energy | Barkantine Heat & Power * | Natural Gas | OCGT | 1 | 2000 | London
EDF Energy | Beckburn | Wind Onshore | Wind Onshore | 31.05 | 2017 | North West
EDF Energy | Bicker Fen | Wind Onshore | Wind Onshore | 26 | 2008 | East Midlands
EDF Energy | Blyth | Wind Offshore | Wind Offshore | 40 | 2018 | North East
EDF Energy | Burnfoot | Wind Onshore | Wind Onshore | 30.1 | 2010 | Scotland
EDF Energy | Burnhead Moss | Wind Onshore | Wind Onshore | 26 | 2016 | Scotland
EDF Energy | Corriemoillie | Wind Onshore | Wind Onshore | 48.45 | 2017 | Scotland
EDF Energy | Dorenell | Wind Onshore | Wind Onshore | 177 | 2018 | Scotland
EDF Energy | Fallago Rig | Wind Onshore | Wind Onshore | 144 | 2013 | Scotland
EDF Energy | Green Rigg | Wind Onshore | Wind Onshore | 36 | 2012 | North East
EDF Energy | Hartlepool | Nuclear AGR | Nuclear AGR | 1185 | 1983 | North East
EDF Energy | Heysham 1 | Nuclear AGR | Nuclear AGR | 1060 | 1983 | North West
EDF Energy | Heysham 2 | Nuclear AGR | Nuclear AGR | 1240 | 1988 | North West
EDF Energy | Hinkley Point B | Nuclear AGR | Nuclear AGR | 965 | 1976 | South West
EDF Energy | Hunterston B | Nuclear AGR | Nuclear AGR | 985 | 1976 | Scotland
EDF Energy | London Heat & Power * | Natural Gas | OCGT | 9 | 2000 | London
EDF Energy | Longpark | Wind Onshore | Wind Onshore | 38 | 2009 | Scotland
EDF Energy | Red Tile | Wind Onshore | Wind Onshore | 24 | 2007 | East
EDF Energy | Rusholme | Wind Onshore | Wind Onshore | 24 | 2010 | Yorkshire & Humber
EDF Energy | Sizewell B | Nuclear PWR | Nuclear PWR | 1198 | 1995 | East
EDF Energy | Teesside | Wind Offshore | Wind Offshore | 62 | 2013 | North East
EDF Energy | Torness | Nuclear AGR | Nuclear AGR | 1200 | 1988 | Scotland
EDF Energy | West Burton | Coal | Conventional steam | 2000 | 1969 | East Midlands
EDF Energy | West Burton CCGT | Natural Gas | CCGT | 1332 | 2013 | East Midlands
EDF Energy | West Burton GT | Diesel/Gas Diesel/Gas Oil | OCGT | 40 | 1967 | East Midlands
EDF Energy | Sites with capacity <20 MW | Wind Onshore | Wind Onshore | 220.99
Eneco Wind UK | Burn of Whilk | Wind Onshore | Wind Onshore | 22.5 | 2015 | Scotland
Eneco Wind UK | Lochluichart | Wind Onshore | Wind Onshore | 69 | 2013 | Scotland
Eneco Wind UK | Moy | Wind Onshore | Wind Onshore | 66 | 2016 | Scotland
Eneco Wind UK | Twinshiels | Wind Onshore | Wind Onshore | 25 | 2014 | Scotland
Eneco Wind UK | Sites with capacity <20 MW | Wind Onshore | Wind Onshore | 17.5
Energy Capital Partners | Indian Queens Power Ltd | Diesel/Gas Oil | OCGT | 140 | 1996 | South West
Energy Capital Partners | Saltend* | Natural Gas | CCGT | 1200 | 2000 | Yorkshire & Humber
Engie Power | Scotia Wind (Craigengelt) Ltd | Wind Onshore | Wind Onshore | 20 | 2010 | Scotland
Engie Power | Sites with capacity <20 MW | Solar PV | Solar PV | 4.08
Engie Power | Sites with capacity <20 MW | Wind Onshore | Wind Onshore | 59.83
EPR | EPR Ely Ltd | Biomass | Conventional steam | 40 | 2001 | East
EPR | EPR Eye Ltd | Biomass | Conventional steam | 14.316 | 1992 | East
EPR | EPR Glanford Ltd | Biomass | Conventional steam | 16.7 | 1993 | East
EPR | EPR Scotland Ltd | Biomass | Conventional steam | 12.5 | 2000 | Scotland
EPR | EPR Thetford Ltd | Biomass | Conventional steam | 41.5 | 1998 | East
EPR | Sites with capacity <20 MW | Wind Onshore | Wind Onshore | 24.5
EPUKi | EP Ballylumford | Diesel/Gas Oil | OCGT | 116 | 1974 | Northern Ireland
EPUKi | EP Ballylumford CCGT | Natural Gas | CCGT | 616 | 2003 | Northern Ireland
EPUKi | EP Kilroot | Diesel/Gas Oil | OCGT | 143.2 | 1981 | Northern Ireland
EPUKi | EP Kilroot Main Thermal | Coal/oil | Conventional steam | 559 | 1981 | Northern Ireland
EPUKi | EP Langage Ltd | Natural Gas | CCGT | 905 | 2010 | South West
EPUKi | EP SHB Ltd | Natural Gas | CCGT | 1365 | 1997 | Yorkshire & Humber
EPUKi | Lynemouth Power Limited | Biomass | Conventional steam | 420 | 2018 | North East
ESB | Carrington Power | Natural Gas | CCGT | 910 | 2016 | North West
ESB | CoolkeeraghESB C30 | Natural Gas | CCGT | 413 | 2004 | Northern Ireland
ESB | CoolkeeraghESB GT8 | Diesel/Gas Oil | OCGT | 53 | 1970 | Northern Ireland
ESB | Corby Power Station | Natural Gas | CCGT | 407 | 1994 | East Midlands
Falck Renewables SpA | Assel Valley | Wind Onshore | Wind Onshore | 25 | 2016 | Scotland
Falck Renewables SpA | Auchrobert | Wind Onshore | Wind Onshore | 38.76 | 2017 | Scotland
Falck Renewables SpA | Ben Aketil | Wind Onshore | Wind Onshore | 27.6 | 2007 | Scotland
Falck Renewables SpA | Cambrian | Wind Onshore | Wind Onshore | 58.5 | 2005 | Wales
Falck Renewables SpA | Earlsburn | Wind Onshore | Wind Onshore | 37.5 | 2007 | Scotland
Falck Renewables SpA | Kilbraur | Wind Onshore | Wind Onshore | 67.5 | 2008 | Scotland
Falck Renewables SpA | Kingsburn | Wind Onshore | Wind Onshore | 22.5 | 2016 | Scotland
Falck Renewables SpA | Millennium | Wind Onshore | Wind Onshore | 65 | 2008 | Scotland
Falck Renewables SpA | West Browncastle | Wind Onshore | Wind Onshore | 30 | 2014 | Scotland
Falck Renewables SpA | Sites with capacity <20 MW | Wind Onshore | Wind Onshore | 43.05
First Hydro Holdings Company | Dinorwig | Pumped hydro | Pumped hydro | 1800 | 1984 | Wales
First Hydro Holdings Company | Ffestiniog | Pumped hydro | Pumped hydro | 360 | 1963 | Wales
Foresight Group | Frodsham Wind Farm | Wind Onshore | Wind Onshore | 50.35 | 2017 | North West
Foresight Group | Shotwick | Solar PV | Solar PV | 72.21 | 2016 | Wales
Foresight Group | Sites with capacity <20 MW | Wind Onshore | Wind Onshore | 14.3
Fred Olsen Renewables | Brockloch Rig | Wind Onshore | Wind Onshore | 61.5 | 2017 | Scotland
Fred Olsen Renewables | Brockloch Rig 1 | Wind Onshore | Wind Onshore | 21.6 | 1996 | Scotland
Fred Olsen Renewables | Crystal Rig | Wind Onshore | Wind Onshore | 62.5 | 2003 | Scotland
Fred Olsen Renewables | Crystal Rig II | Wind Onshore | Wind Onshore | 138 | 2003 | Scotland
Fred Olsen Renewables | Mid Hill | Wind Onshore | Wind Onshore | 75.9 | 2013 | Scotland
Fred Olsen Renewables | Pauls Hill | Wind Onshore | Wind Onshore | 64.4 | 2005 | Scotland
Fred Olsen Renewables | Rothes | Wind Onshore | Wind Onshore | 50.6 | 2004 | Scotland
Fred Olsen Renewables | Rothes II | Wind Onshore | Wind Onshore | 41.4 | 2013 | Scotland
Fred Olsen Renewables | Sites with capacity <20 MW | Wind Onshore | Wind Onshore | 13.8
Greencoat Capital | Aston Clinton | Solar PV | Solar PV | 24.2423 | 2015 | East Midlands
Greencoat Capital | Bann Road | Solar PV | Solar PV | 45.7528 | 2017 | Northern Ireland
Greencoat Capital | Braes of Doune Wind Farm | Wind Onshore | Wind Onshore | 72 | 2007 | Scotland
Greencoat Capital | Brockaghboy | Wind Onshore | Wind Onshore | 47.5 | 2017 | Northern Ireland
Greencoat Capital | Crighshane | Wind Onshore | Wind Onshore | 32.2 | 2012 | Northern Ireland
Greencoat Capital | Drone Hill | Wind Onshore | Wind Onshore | 28.6 | 2012 | Scotland
Greencoat Capital | Eveley | Solar PV | Solar PV | 49.328 | 2016 | South East
Greencoat Capital | Gaultney | Solar PV | Solar PV | 21.558 | 2015 | East Midlands
Greencoat Capital | Maerdy | Wind Onshore | Wind Onshore | 24 | 2013 | Wales
Greencoat Capital | Mount Farm | Solar PV | Solar PV | 23.0789 | 2016 | West Midlands
Greencoat Capital | North Rhins | Wind Onshore | Wind Onshore | 22 | 2009 | Scotland
Greencoat Capital | Rose & Crown | Solar PV | Solar PV | 30.107 | 2016 | East
Greencoat Capital | ScottowMoor | Solar PV | Solar PV | 33.68 | 2015 | East
Greencoat Capital | Screggagh | Wind Onshore | Wind Onshore | 20 | 2011 | Northern Ireland
Greencoat Capital | Sixpenny Wood | Wind Onshore | Wind Onshore | 20.5 | 2013 | East Midlands
Greencoat Capital | Slieve Divena | Wind Onshore | Wind Onshore | 30 | 2009 | Northern Ireland
Greencoat Capital | Stroupster | Wind Onshore | Wind Onshore | 29.9 | 2015 | Scotland
Greencoat Capital | Tappaghan Wind Farm | Wind Onshore | Wind Onshore | 28.5 | 2005 | Northern Ireland
Greencoat Capital | Tom Nan Clach | Wind Onshore | Wind Onshore | 39.1 | 2019 | Scotland
Greencoat Capital | Vine Farm | Solar PV | Solar PV | 45.916 | 2016 | East
Greencoat Capital | Sites with capacity <20 MW | Solar PV | Solar PV | 537.8961
Greencoat Capital | Sites with capacity <20 MW | Wind Onshore | Wind Onshore | 148.76
Intergen | Coryton Energy Company | Natural Gas | CCGT | 800 | 2002 | South East
Intergen | Rocksavage | Natural Gas | CCGT | 810 | 1998 | North West
Intergen | Spalding | Natural Gas | CCGT | 950 | 2004 | East Midlands
Lightsource BP | Bury Lane | Solar PV | Solar PV | 22.2159 | 2014 | East England
Lightsource BP | Crundale | Solar PV | Solar PV | 43.6643 | 2015 | Wales
Lightsource BP | Exning | Solar PV | Solar PV | 30.276 | 2015 | East England
Lightsource BP | Fareham | Solar PV | Solar PV | 20.508 | 2014 | South East
Lightsource BP | Goosehall | Solar PV | Solar PV | 43.2216 | 2020 | East
Lightsource BP | Hill House Farm | Solar PV | Solar PV | 28.3118 | 2015 | West Midlands
Lightsource BP | Maghaberry | Solar PV | Solar PV | 27.099 | 2018 | Northern Ireland
Lightsource BP | South Creake | Solar PV | Solar PV | 26.0012 | 2016 | East England
Lightsource BP | Sites with capacity <20 MW | Solar PV | Solar PV | 594.4718
LondonEnergy | LondonEnergy Energy Centre | Waste (municipal solid waste) | Conventional steam | 50 | 1970 | London
Marchwood Power | Marchwood Power | Natural Gas | CCGT | 898 | 2009 | South East
Octopus Investments | Abbots Ripton | Solar PV | Solar PV | 24.6672 | 2014 | East Midlands
Octopus Investments | Ermine Street | Solar PV | Solar PV | 32.4494 | 2014 | East Midlands
Octopus Investments | Melbourn Muncey Farm | Solar PV | Solar PV | 30.9417 | 2015 | South East
Octopus Investments | Pitchford | Solar PV | Solar PV | 21.0084 | 2015 | Wales
Octopus Investments | Waterloo Farm 1&2 | Solar PV | Solar PV | 28.6681 | 2015 | South East
Octopus Investments | Sites with capacity <20 MW | Solar PV | Solar PV | 852.37
Orsted | Barrow | Wind Offshore | Wind Offshore | 90 | 2006 | North West
Orsted | Burbo Extension | Wind Offshore | Wind Offshore | 259 | 2016 | North West
Orsted | Burbo Offshore Windfarm | Wind Offshore | Wind Offshore | 90 | 2008 | North West
Orsted | Gunfleet Sands 1 & 2 Ltd. | Wind Offshore | Wind Offshore | 172.8 | 2010 | South East
Orsted | Hornsea 1 | Wind Offshore | Wind Offshore | 1218 | 2019 | North East
Orsted | Lincs | Wind Offshore | Wind Offshore | 270 | 2013 | East England
Orsted | Race Bank | Wind Offshore | Wind Offshore | 573 | 2018 | East England
Orsted | Walney 1 & 2 | Wind Offshore | Wind Offshore | 368 | 2011 | North West
Orsted | Walney 3 | Wind Offshore | Wind Offshore | 330 | 2017 | North West
Orsted | Walney 4 | Wind Offshore | Wind Offshore | 329 | 2018 | North West
Orsted | West of Duddon Sands | Wind Offshore | Wind Offshore | 389 | 2014 | North West
Orsted | Westermost Rough | Wind Offshore | Wind Offshore | 210 | 2015 | Yorkshire & Humber
Orsted | Sites with capacity <20 MW | Wind Offshore | Wind Offshore | 12
Part of PX Group | Fellside CHP* | Natural Gas | CCGT | 155 | 1995 | North West
Pennant Walters | Maesgwyn | Wind Onshore | Wind Onshore | 26 | 2011 | Wales
Pennant Walters | Mynydd Bwllfa | Wind Onshore | Wind Onshore | 22.5 | 2015 | Wales
Pennant Walters | Pant y Wal | Wind Onshore | Wind Onshore | 52.5 | 2013 | Wales
Pennant Walters | Pant y Wal Extension | Wind Onshore | Wind Onshore | 20 | 2017 | Wales
Pennant Walters | Sites with capacity <20 MW | Solar PV | Solar PV | 2.5
Pennant Walters | Sites with capacity <20 MW | Wind Onshore | Wind Onshore | 2.5
RES Group | Altahullion Wind Farm (NI) | Wind Onshore | Wind Onshore | 26 | 2003 | Northern Ireland
RES Group | Black Hill Wind Farm | Wind Onshore | Wind Onshore | 28.6 | 2007 | Scotland
RES Group | Castle Craig | Wind Onshore | Wind Onshore | 25 | 2018 | Northern Ireland
RES Group | Chalgrove Solar Limited | Solar PV | Solar PV | 21.34 | 2015 | London
RES Group | Dungavel | Wind Onshore | Wind Onshore | 26 | 2015 | Scotland | (6)
RES Group | Egmere | Solar PV | Solar PV | 21 | 2014 | East England
RES Group | Freasdail (GB) | Wind Onshore | Wind Onshore | 22.5 | 2017 | Scotland
RES Group | Garreg Llwyd (GB) | Wind Onshore | Wind Onshore | 30.4 | 2017 | Wales
RES Group | Glenchamber Wind Farm (GB) | Wind Onshore | Wind Onshore | 25.3 | 2016 | Scotland
RES Group | Glens of Foudland | Wind Onshore | Wind Onshore | 26 | 2009 | Scotland
RES Group | Hall Farm | Wind Onshore | Wind Onshore | 24.6 | 2013 | Yorkshire & Humber | (6)
RES Group | Hill of Towie Wind Farm (GB) | Wind Onshore | Wind Onshore | 48.3 | 2012 | Scotland
RES Group | Kelburn Wind Farm (GB) | Wind Onshore | Wind Onshore | 28 | 2012 | Scotland
RES Group | Little Raith (GB) | Wind Onshore | Wind Onshore | 24.8 | 2020 | Scotland
RES Group | Llynfi Afan | Wind Onshore | Wind Onshore | 24 | 2017 | Wales | (6)
RES Group | Minnygap (GB) | Wind Onshore | Wind Onshore | 25 | 2017 | Scotland
RES Group | Parley | Solar PV | Solar PV | 24.2 | 2014 | South West
RES Group | Solwaybank | Wind Onshore | Wind Onshore | 30.4 | 2020 | Scotland
RES Group | Tormywheel | Wind Onshore | Wind Onshore | 30.75 | 2017 | Scotland
RES Group | Wryde Croft Wind Farm (GB) | Wind Onshore | Wind Onshore | 26 | 2016 | East
RES Group | Sites with capacity <20 MW | Solar PV | Solar PV | 168.88
RES Group | Sites with capacity <20 MW | Wind Onshore | Wind Onshore | 415.439
Riverside Resource Recovery | Riverside | Waste (municipal solid waste) | Conventional steam | 80 | 2011 | London
RWE Npower | Bad a Cheo | Wind Onshore | Wind Onshore | 26.65 | 2018 | Scotland
RWE Npower | Bradwell | Wind Onshore | Wind Onshore | 20.5 | 2013 | East England
RWE Npower | Brechfa Forest West | Wind Onshore | Wind Onshore | 57.4 | 2018 | Wales
RWE Npower | Camster | Wind Onshore | Wind Onshore | 50 | 2013 | Scotland
RWE Npower | Cheshire | Natural Gas | OCGT | 40 | 2000 | North West
RWE Npower | Clocaenog Forest | Wind Onshore | Wind Onshore | 96 | 2019 | Wales
RWE Npower | Cowes | Diesel/Gas Oil | OCGT | 140 | 1982 | South East
RWE Npower | Didcot B | Natural Gas | CCGT | 1450 | 1998 | South East
RWE Npower | Didcot GT | Diesel/Gas Oil | OCGT | 100 | 1972 | South East
RWE Npower | Galloper | Wind Offshore | Wind Offshore | 352.8 | 2017 | East
RWE Npower | Goole Fields A | Wind Onshore | Wind Onshore | 33 | 2013 | Yorkshire & Humber
RWE Npower | Goole Fields B | Wind Onshore | Wind Onshore | 34.85 | 2016 | Yorkshire & Humber
RWE Npower | Great Yarmouth | Natural Gas | CCGT | 420 | 2001 | East
RWE Npower | Grimsby | Natural Gas | OCGT | 20 | 2018 | Yorkshire & Humber
RWE Npower | Gwynt y Mor | Wind Offshore | Wind Offshore | 576 | 2013 | Wales
RWE Npower | Humber Gateway | Wind Offshore | Wind Offshore | 219 | 2015 | Yorkshire & Humber
RWE Npower | Hythe | Natural Gas | OCGT | 44 | 2005 | South East
RWE Npower | Kings Lynn | Natural Gas | CCGT | 395 | 1997 | East
RWE Npower | Little Barford | Natural Gas | CCGT | 723 | 1995 | East
RWE Npower | Little Barford GT | Diesel/Gas Oil | OCGT | 17 | 2006 | East Midlands
RWE Npower | Little Cheyne Court | Wind Onshore | Wind Onshore | 59.8 | 2008 | South East
RWE Npower | London Array | Wind Offshore | Wind Offshore | 630 | 2013 | Yorkshire & Humber
RWE Npower | Markinch CHP* | Biomass | Conventional steam | 65 | 2014 | Scotland
RWE Npower | Middlemoor | Wind Onshore | Wind Onshore | 54 | 2013 | North East
RWE Npower | Mynydd y Gwair | Wind Onshore | Wind Onshore | 32.8 | 2019 | Wales
RWE Npower | North Hoyle | Wind Offshore | Wind Offshore | 60 | 2004 | Wales
RWE Npower | Novar 2 | Wind Onshore | Wind Onshore | 36.8 | 2012 | Scotland
RWE Npower | Pembroke | Natural Gas | CCGT | 2199 | 2012 | Wales
RWE Npower | Rampion | Wind Offshore | Wind Offshore | 400.2 | 2018 | South East
RWE Npower | Rhyl Flats | Wind Offshore | Wind Offshore | 90 | 2009 | Wales
RWE Npower | Robin Rigg East | Wind Offshore | Wind Offshore | 84 | 2010 | North West
RWE Npower | Robin Rigg West | Wind Offshore | Wind Offshore | 90 | 2010 | North West
RWE Npower | Rosehall | Wind Onshore | Wind Onshore | 24.7 | 2013 | Scotland
RWE Npower | Scroby Sands | Wind Offshore | Wind Offshore | 60 | 2004 | East England
RWE Npower | Seal Sands | Natural Gas | CCGT | 55 | 1999 | North East
RWE Npower | Stags Holt | Wind Onshore | Wind Onshore | 20 | 2007 | East Midlands
RWE Npower | Staythorpe C | Natural Gas | CCGT | 1772 | 2010 | East Midlands
RWE Npower | Tween Bridge | Wind Onshore | Wind Onshore | 44 | 2012 | Yorkshire & Humber
RWE Npower | Sites with capacity <20 MW | Hydro Natural Flow | Hydro Natural Flow | 82.373
RWE Npower | Sites with capacity <20 MW | Wind Onshore | Wind Onshore | 218.5
Scira Offshore Energy | Dudgeon BMU 1 | Wind Offshore | Wind Offshore | 108 | 2017 | East
Scira Offshore Energy | Dudgeon BMU 2 | Wind Offshore | Wind Offshore | 90 | 2017 | East
Scira Offshore Energy | Dudgeon BMU 3 | Wind Offshore | Wind Offshore | 102 | 2017 | East
Scira Offshore Energy | Dudgeon BMU 4 | Wind Offshore | Wind Offshore | 102 | 2017 | East
Scira Offshore Energy | Hywind BMU 1 | Wind Offshore | Wind Offshore | 30 | 2017 | East
Scira Offshore Energy | Sheringham Shoal BMU 1 | Wind Offshore | Wind Offshore | 158 | 2012 | East
Scira Offshore Energy | Sheringham Shoal BMU 2 | Wind Offshore | Wind Offshore | 158 | 2012 | East
Scottish Power | Arecleoch | Wind Onshore | Wind Onshore | 120 | 2010 | Scotland
Scottish Power | Beinn an Tuirc I | Wind Onshore | Wind Onshore | 29.7 | 2002 | Scotland
Scottish Power | Beinn an Tuirc II | Wind Onshore | Wind Onshore | 43.7 | 2012 | Scotland
Scottish Power | Beinn Tharsuinn | Wind Onshore | Wind Onshore | 29.75 | 2005 | Scotland
Scottish Power | Black Law I | Wind Onshore | Wind Onshore | 124.2 | 2005 | Scotland
Scottish Power | Black Law II | Wind Onshore | Wind Onshore | 63.43 | 2016 | Scotland
Scottish Power | Carland Cross RP | Wind Onshore | Wind Onshore | 20 | 2013 | South West
Scottish Power | Cruach Mhor | Wind Onshore | Wind Onshore | 29.75 | 2004 | Scotland
Scottish Power | Dersalloch | Wind Onshore | Wind Onshore | 69 | 2016 | Scotland
Scottish Power | Dun Law II | Wind Onshore | Wind Onshore | 29.75 | 2009 | Scotland
Scottish Power | East Anglia One | Wind Offshore | Wind Offshore | 714 | 2019 | East
Scottish Power | Ewe Hill II | Wind Onshore | Wind Onshore | 36.8 | 2017 | Scotland
Scottish Power | Glenapp | Wind Onshore | Wind Onshore | 22 | 2017 | Scotland
Scottish Power | Green Knowes | Wind Onshore | Wind Onshore | 27 | 2008 | Scotland
Scottish Power | Hagshaw Hill II | Wind Onshore | Wind Onshore | 26 | 2008 | Scotland
Scottish Power | Hare Hill II | Wind Onshore | Wind Onshore | 29.75 | 2016 | Scotland
Scottish Power | Harestanes | Wind Onshore | Wind Onshore | 136 | 2013 | Scotland
Scottish Power | Kilgallioch | Wind Onshore | Wind Onshore | 239 | 2016 | Scotland
Scottish Power | Lynemouth | Wind Onshore | Wind Onshore | 26 | 2012 | North East
Scottish Power | Mark Hill | Wind Onshore | Wind Onshore | 56 | 2011 | Scotland
Scottish Power | P&L | Wind Onshore | Wind Onshore | 30.6 | 1993 | Wales
Scottish Power | Whitelee | Wind Onshore | Wind Onshore | 322 | 2007 | Scotland
Scottish Power | Whitelee II | Wind Onshore | Wind Onshore | 217.02 | 2012 | Scotland
Scottish Power | Sites with capacity <20 MW | Wind Onshore | Wind Onshore | 182.89
Sembcorp Utilities | Wilton 10* | Biomass | Conventional steam | 33.276 | 2007 | North East
Sembcorp Utilities | Wilton 11 EfW | Waste (municipal solid waste) | Conventional steam | 49 | 2016 | North East
Sembcorp Utilities | Wilton GT* | Natural Gas | Conventional steam | 120 | 1952 | North East
SSE Group | Keadby GT | Diesel/Gas Diesel/Gas Oil | OCGT | 25 | 1994 | Yorkshire and Humber
SSE Group | Pilkington - Greengate * | Natural Gas | OCGT | 10 | 1998 | North West
SSE Group | Achany Windfarm | Wind Onshore | Wind Onshore | 38 | 2010 | Scotland
SSE Group | Aigas Power Station - A,E | Hydro Natural Flow | Hydro Natural Flow | 20 | 1962 | Scotland
SSE Group | Arnish | Diesel/Gas Oil | OCGT | 10 | 2000 | Scotland
SSE Group | Artfield Fell Windfarm - A,C | Wind Onshore | Wind Onshore | 28.6 | 2005 | Scotland
SSE Group | Barkip | Biomass | Conventional steam | 2.126 | 2011 | Scotland
SSE Group | Barra | Diesel/Gas Oil | OCGT | 2.5 | 1986 | Scotland
SSE Group | Beatrice Offshore windfarm | Wind Offshore | Wind Offshore | 588 | 2018 | Scotland
SSE Group | Bhlaraidh Wind Farm | Wind Onshore | Wind Onshore | 110.4 | 2017 | Scotland
SSE Group | Bowmore | Diesel/Gas Oil | OCGT | 6 | 1946 | Scotland
SSE Group | Burghfield | Natural Gas | OCGT | 50 | 1998 | South East
SSE Group | Chickerell | Natural Gas | OCGT | 50 | 1998 | South West
SSE Group | Chippenham | Natural Gas | OCGT | 10.07 | 2002 | South West
SSE Group | Clachan | Hydro Natural Flow | Hydro Natural Flow | 40 | 1955 | Scotland
SSE Group | Clunie | Hydro Natural Flow | Hydro Natural Flow | 61.2 | 1950 | Scotland
SSE Group | Clyde Windfarm (Central) | Wind Onshore | Wind Onshore | 195.9 | 2011 | Scotland
SSE Group | Clyde Windfarm (North) | Wind Onshore | Wind Onshore | 197.7 | 2012 | Scotland
SSE Group | Clyde Windfarm (South) | Wind Onshore | Wind Onshore | 128.8 | 2011 | Scotland
SSE Group | Deanie | Hydro Natural Flow | Hydro Natural Flow | 38 | 1963 | Scotland
SSE Group | Drumderg Windfarm | Wind Onshore | Wind Onshore | 36.8 | 2008 | Scotland
SSE Group | Dunmaglass Wind Farm | Wind Onshore | Wind Onshore | 94.05 | 2016 | Scotland
SSE Group | Errochty | Hydro Natural Flow | Hydro Natural Flow | 75 | 1955 | Scotland
SSE Group | Fairburn Windfarm | Wind Onshore | Wind Onshore | 40 | 2009 | Scotland
SSE Group | Fasnakyle | Hydro Natural Flow | Hydro Natural Flow | 69 | 1951 | Scotland
SSE Group | Foyers Pumped Storage | Pumped hydro | Pumped hydro | 300 | 1974 | Scotland
SSE Group | Glendoe Hydro Power Station | Hydro Natural Flow | Hydro Natural Flow | 100 | 2008 | Scotland
SSE Group | Glenmoriston | Hydro Natural Flow | Hydro Natural Flow | 37 | 1957 | Scotland
SSE Group | Gordonbush Wind Farm | Wind Onshore | Wind Onshore | 70 | 2011 | Scotland
SSE Group | Greater Gabbard | Wind Offshore | Wind Offshore | 504 | 2011 | East England
SSE Group | Griffin Wind Farm | Wind Onshore | Wind Onshore | 188.6 | 2011 | Scotland
SSE Group | Hadyard Hill Windfarm - A,C | Wind Onshore | Wind Onshore | 119.8 | 2005 | Scotland
SSE Group | Inverawe | Hydro Natural Flow | Hydro Natural Flow | 25 | 1963 | Scotland
SSE Group | Keadby | Natural Gas | CCGT | 735 | 1982 | East Midlands
SSE Group | Keadby Wind Farm | Wind Onshore | Wind Onshore | 68 | 2013 | East England
SSE Group | Kilmorack Power Station -A,E | Hydro Natural Flow | Hydro Natural Flow | 20 | 1962 | Scotland
SSE Group | Kirkwall | Diesel/Gas Oil | OCGT | 16 | 1952 | Scotland
SSE Group | Lerwick | Diesel/Gas Oil | OCGT | 67 | 1953 | Scotland
SSE Group | Loch Carnan | Diesel/Gas Oil | OCGT | 11 | 1972 | Scotland
SSE Group | Lochay | Hydro Natural Flow | Hydro Natural Flow | 46 | 1958 | Scotland
SSE Group | Luichart | Hydro Natural Flow | Hydro Natural Flow | 34 | 1954 | Scotland
SSE Group | Medway | Natural Gas | CCGT | 755 | 1995 | South East
SSE Group | Peterhead | Natural Gas | CCGT | 1180 | 1980 | Scotland | (7)
SSE Group | Rannoch | Hydro Natural Flow | Hydro Natural Flow | 45 | 1930 | Scotland
SSE Group | Slieve Kirk Windfarm | Wind Onshore | Wind Onshore | 73.6 | 2011 | Northern Ireland
SSE Group | Slough* | Biomass | Conventional steam | 35 | 2014 | South East
SSE Group | Sloy | Hydro Natural Flow | Hydro Natural Flow | 152.5 | 1950 | Scotland
SSE Group | Stornoway | Diesel/Gas Oil | OCGT | 23 | 1952 | Scotland
SSE Group | Strathy North | Wind Onshore | Wind Onshore | 66 | 2015 | Scotland
SSE Group | Stronelairg Wind Farm | Wind Onshore | Wind Onshore | 227.7 | 2018 | Scotland
SSE Group | Thatcham | Diesel/Gas Oil | OCGT | 9 | 1994 | South East
SSE Group | Tievenameenta Wind Farm | Wind Onshore | Wind Onshore | 34.5 | 2016 | Northern Ireland
SSE Group | Tiree | Diesel/Gas Oil | OCGT | 2.5 | 1953 | Scotland
SSE Group | Toddleburn Windfarm | Wind Onshore | Wind Onshore | 27.6 | 2010 | Scotland
SSE Group | Tummel | Hydro Natural Flow | Hydro Natural Flow | 34 | 1933 | Scotland
SSE Group | Sites with capacity <20 MW | Solar PV | Solar PV | 1.0472
SSE Group | Sites with capacity <20 MW | Hydro Natural Flow | Hydro Natural Flow | 365.893
SSE Group | Sites with capacity <20 MW | Wind Onshore | Wind Onshore | 45.52
Statkraft | Alltwalis | Wind Onshore | Wind Onshore | 23 | 2009 | Wales
Statkraft | Andershaw | Wind Onshore | Wind Onshore | 35 | 2017 | Scotland
Statkraft | Baillie | Wind Onshore | Wind Onshore | 53 | 2013 | Scotland
Statkraft | Berry Burn | Wind Onshore | Wind Onshore | 67 | 2014 | Scotland
Statkraft | Rheidol Hydro Scheme Gen 2 | Hydro Natural Flow | Hydro Natural Flow | 20.5 | 1962 | Wales
Statkraft | Rheidol Hydro Scheme Gen 3 | Hydro Natural Flow | Hydro Natural Flow | 20.5 | 1962 | Wales
Statkraft | Sites with capacity <20 MW | Hydro Natural Flow | Hydro Natural Flow | 14.975
Temporis Capital | Biggleswade | Wind Onshore | Wind Onshore | 20 | 2013 | East
Temporis Capital | Blackcraig | Wind Onshore | Wind Onshore | 52.9 | 2018 | Scotland
Temporis Capital | Sites with capacity <20 MW | Hydro Natural Flow | Hydro Natural Flow | 4.886
Temporis Capital | Sites with capacity <20 MW | Wind Onshore | Wind Onshore | 118.7
The Banks Group | Kype Muir Wind Farm | Wind Onshore | Wind Onshore | 88.4 | 2019 | Scotland
The Banks Group | Middle Muir Wind Farm | Wind Onshore | Wind Onshore | 51 | 2018 | Scotland
The Banks Group | Penny Hill Wind Farm | Wind Onshore | Wind Onshore | 20.4 | 2013 | Yorkshire & Humber
The Banks Group | Sites with capacity <20 MW | Wind Onshore | Wind Onshore | 64.15
Toucan Energy Services | Grange Farm | Solar PV | Solar PV | 21.0984 | 2014 | Choose
Toucan Energy Services | Lisburn | Solar PV | Solar PV | 20.5 | 2017 | Northern Ireland
Toucan Energy Services | Morton Solar | Solar PV | Solar PV | 28.0954 | 2015 | East Midlands
Toucan Energy Services | Stowbridge | Solar PV | Solar PV | 24.323 | 2014 | East Midlands
Toucan Energy Services | Swindon | Solar PV | Solar PV | 60.8926 | 2016 | South West
Toucan Energy Services | Sites with capacity <20 MW | Solar PV | Solar PV | 332.4906
Uniper UK | Connahs Quay | Sour Gas | CCGT | 1380 | 1996 | Wales
Uniper UK | Cottam Development Centre | Natural Gas | CCGT | 445 | 1998 | East Midlands
Uniper UK | Enfield | Natural Gas | CCGT | 408 | 1999 | London
Uniper UK | Grain (OCGT) | Diesel/Gas Oil | OCGT | 50 | 2011 | South East
Uniper UK | Grain CHP* | Natural Gas | CCGT | 1517 | 2011 | South East
Uniper UK | Grain GT | Diesel/Gas Diesel/Gas Oil | OCGT | 56 | 1978 | South East
Uniper UK | Killingholme | Natural Gas | OCGT | 600 | 1992 | Yorkshire & Humber
Uniper UK | Ratcliffe (OCGT) | Diesel/Gas Oil | OCGT | 34 | 1967 | East Midlands
Uniper UK | Ratcliffe (Steam) | Coal | Conventional steam | 2021 | 1967 | East Midlands
Uniper UK | Taylors Lane | Diesel/Gas Oil | OCGT | 144 | 1979 | London
Vattenfall | Aberdeen | Wind Offshore | Wind Offshore | 96.8 | 2018 | Scotland
Vattenfall | Clashindarroch | Wind Onshore | Wind Onshore | 36.9 | 2015 | Scotland
Vattenfall | Edinbane | Wind Onshore | Wind Onshore | 41.4 | 2009 | Scotland
Vattenfall | Kentish Flats | Wind Offshore | Wind Offshore | 90 | 2005 | South East
Vattenfall | Kentish Flats Extension | Wind Offshore | Wind Offshore | 49.5 | 2015 | South East
Vattenfall | Ormonde | Wind Offshore | Wind Offshore | 150 | 2011 | North West
Vattenfall | Pen Y Cymoedd | Wind Onshore | Wind Onshore | 228 | 2016 | Wales
Vattenfall | Ray | Wind Onshore | Wind Onshore | 54.4 | 2017 | North East
Vattenfall | Swinford | Wind Onshore | Wind Onshore | 22 | 2012 | East Midlands
Vattenfall | Thanet | Wind Offshore | Wind Offshore | 300 | 2010 | South East
Vattenfall | Sites with capacity <20 MW | Solar PV | Solar PV | 4.9
Vattenfall | Sites with capacity <20 MW | Wind Onshore | Wind Onshore | 8.4
Venitent Energy Services | A'Chruach | Wind Onshore | Wind Onshore | 42.6 | 2016 | Scotland
Venitent Energy Services | Ardrossan | Wind Onshore | Wind Onshore | 30 | 2004 | Scotland
Venitent Energy Services | Carno | Wind Onshore | Wind Onshore | 33.6 | 1996 | Wales
Venitent Energy Services | Causeymire | Wind Onshore | Wind Onshore | 48.3 | 2005 | Scotland
Venitent Energy Services | Dalswinton | Wind Onshore | Wind Onshore | 30 | 2008 | Scotland
Venitent Energy Services | Farr | Wind Onshore | Wind Onshore | 92 | 2006 | Scotland
Venitent Energy Services | Ffynnon Oer | Wind Onshore | Wind Onshore | 32 | 2006 | Wales
Venitent Energy Services | Galawhistle | Wind Onshore | Wind Onshore | 66 | 2017 | Scotland
Venitent Energy Services | Glenkerie | Wind Onshore | Wind Onshore | 22 | 2012 | Scotland
Venitent Energy Services | Lissett Airfield | Wind Onshore | Wind Onshore | 30 | 2009 | Yorkshire & Humber
Venitent Energy Services | Llyn Alaw | Wind Onshore | Wind Onshore | 20.4 | 1997 | Wales
Venitent Energy Services | Minsca | Wind Onshore | Wind Onshore | 36.8 | 2008 | Scotland
Venitent Energy Services | Sites with capacity <20 MW | Wind Onshore | Wind Onshore | 204.66
Veolia | SELCHP ERF* | Waste (municipal solid waste) | Conventional steam | 35 | 1994 | London
Viridor Waste Management | Ardley EfW | Waste (municipal solid waste) | Conventional Steam | 26 | 2014 | South East
Viridor Waste Management | Bolton EfW | Waste (municipal solid waste) | Conventional Steam | 8 | 1971 | North West
Viridor Waste Management | Cardiff EfW | Waste (municipal solid waste) | Conventional Steam | 30 | 2014 | Wales
Viridor Waste Management | Exeter EfW | Waste (municipal solid waste) | Conventional Steam | 3.5 | 2014 | South West
Viridor Waste Management | Lakeside EfW | Waste (municipal solid waste) | Conventional Steam | 37 | 2010 | South West
Viridor Waste Management | Peterborough EfW | Waste (municipal solid waste) | Conventional Steam | 7.3 | 2016 | East Midlands
Viridor Waste Management | Runcorn EfW | Waste (municipal solid waste) | Conventional steam | 91 | 2014 | North West
Vitol | Blackburn | Natural Gas | CCGT | 60 | 2002 | London | (8)
Vitol | Damhead | Natural Gas | CCGT | 805 | 2000 | South East | (8)
Vitol | Ryehouse | Natural Gas | CCGT | 715 | 1993 | East | (8)
Vitol | Shoreham | Natural Gas | CCGT | 420 | 2000 | South East | (8)
Vitol | VPI Immingham* | Natural Gas | CCGT | 1252 | 2004 | Yorkshire & Humber
Wise Energy Limited | Sites with capacity <20 MW | Solar PV | Solar PV | 66.8286
WPO UK Services | Airies | Wind Onshore | Wind Onshore | 39.9 | 2017 | Scotland
WPO UK Services | Sites with capacity <20 MW | Solar PV | Solar PV | 127.6249
WPO UK Services | Sites with capacity <20 MW | Wind Onshore | Wind Onshore | 108.15
XceCo | Inner Dowsing Wind Farm | Wind Offshore | Wind Offshore | 97.2 | 2008 | Yorkshire & Humber
XceCo | Lynn Wind Farm | Wind Offshore | Wind Offshore | 97.2 | 2008 | Yorkshire & Humber
Summary |  | Fuel |  | Installed Capacity (MW)
Major Power Producers
|  | Total MPP coal |  | 4580
|  | Total MPP natural gas |  | 30903.07 |  |  | (9)
|  | Total MPP sour gas |  | 1380
|  | Total MPP diesel/gas oil |  | 1312.5 |  |  | (9)
|  | Total MPP nuclear |  | 7833
|  | Total MPP biomass |  | 3400.418
|  | Total MPP waste |  | 463
|  | Total MPP hydro |  | 1466.127
|  | Total MPP pumped storage |  | 2900
|  | Total MPP onshore wind |  | 10610.4339
|  | Total MPP offshore wind |  | 10409.5
|  | Total MPP solar |  | 4598.3055
|  | TOTAL MAJOR POWER PRODUCERS |  | 79856.3544
Other Generators (10)
|  | Other generators coal |  | 19.8795
|  | Other generators oil |  | 42.2253
|  | Other generators natural gas |  | 2900.7712
|  | Other generators biomass and waste |  | 4087.999
|  | Other generators hydro |  | 413.5357
|  | Other generators wind (onshore) |  | 3603.71
|  | Other generators wind (offshore) |  | 9.35
|  | Other generators solar |  | 9015.1457
|  | Other generators wave and tidal |  | 22.298
|  | Other generators other fuels (11) |  | 589.0011
|  | TOTAL OTHER GENERATORS |  | 20703.9155
|  | TOTAL ALL GENERATING COMPANIES |  | 100560.2699
Interconnectors
Interconnector |  |  |  | Capacity (MW) | Year of first operation
England - France |  |  |  | 2000 | 1986
England - Netherlands |  |  |  | 1000 | 2011
England - Belgium |  |  |  | 1000 | 2019 |  | (12)
Scotland - Northern Ireland |  |  |  | 500 | 2002
Wales - Irish Republic |  |  |  | 500 | 2012
Northern Ireland - Irish Republic |  |  |  | 540 | 1996 |  | (13, 14)
Footnotes
(1) This list covers stations owned or operated by Major Power Producers; other power stations (including many renewable sites and auto-generators) are included in the summary table at the end of table 5.11 but not listed separately.
(2) Previously operated as Combined Cycle Gas Turbines but these stations now operate as Open Cycle Gas Turbines.
(3) Site transferred from RES Group to Cubico in 2021.
(4) Sites transferred from RWE to EPR in 2020.
(5) Sites transferred from Lightsource BP to Greencoat Capital in 2021.
(6) Sites transferred from Foresight to RES Group in 2021.
(7) Total capacity is 1,840 MW but because of transmission constraints only 1,180 MW can be used at any one time.
(8) Sites transferred from Drax Group to Vitol in 2021.
(9) Note that these MPP totals include some sites that are operated by MPPs but are not included in the MPP survey. These sites can be filtered out on the 'Database' tab.
(10) The capacities of 'other generators' for coal, oil , natural gas and other fuels are Declared Net Capacities (DNC) rather than installed capacities.
(11) The main 'other fuels' included are coke oven gas, blast furnace gas and waste products from checmial processes.
(12) The UK-Belgium ‘Nemo Link’ interconnector began commissioning in mid-December 2018 and became fully operational on 31st January 2019.
(13) This is made up of a main interconnector, which is usually restricted to a capacity of 300 MW in either direction, and two standby interconnectors, which each have a capacity of 120 MW.
(14) The interconnector was initially built in 1970 but was damaged in 1975 and did not come back into operation until 1996.
* indicates CHP plant

## DUKES 2020
5.11 Power Stations in the United Kingdom
(operational at the end of May 2020)(1)
Major Power Producer (MPP) sites
Note that non-thermal renewable sites with a capacity of less than 20 MW are aggregated for each company in this table. A full version of the table is available on the 'Database' tab.
Company Name | Station Name | Fuel | Technology | Installed Capacity (MW) | Year of commission or year generation began | Location Scotland, Wales, Northern Ireland or English region
Anesco | Sites with capacity < 20 MW | Solar | Solar | 511.6906
Banks Renewables Limited | Kype Muir | Wind (Onshore) | Wind (Onshore) | 88.4 | 2019 | Scotland
| Middle Muir | Wind (Onshore) | Wind (Onshore) | 51 | 2019 | Scotland
BayWa R.E | Beinneun | Wind (Onshore) | Wind (Onshore) | 108.8 | 2017 | Scotland
| Cour | Wind (Onshore) | Wind (Onshore) | 20.5 | 2017 | Scotland
| Scout Moor | Wind (Onshore) | Wind (Onshore) | 65 | 2008 | North West | (6)
| Tir Mostyn & Foel Goch | Wind (Onshore) | Wind (Onshore) | 21.25 | 2005 | Wales | (6)
| Sites with capacity < 20 MW | Wind (Onshore) | Wind (Onshore) | 35.2
British Solar Renewables | Bradenstoke | Solar | Solar | 69.7884 | 2015 | South West
| Sites with capacity < 20 MW | Solar | Solar | 9.9728
Calon Energy | Baglan Bay GT | Diesel/gas Diesel/Gas oil | OCGT | 32.3 | 2002 | Wales
| Sutton Bridge | Natural Gas | CCGT | 819 | 1999 | East Midlands
| Baglan Bay | Natural Gas | CCGT | 520 | 2002 | Wales
| Severn Power | Natural Gas | CCGT | 850 | 2010 | Wales
Centrica | Peterborough | Natural Gas | OCGT | 245 | 1993 | Eastern | (2)
| Glanford Brigg | Natural Gas | OCGT | 99 | 1994 | Yorkshire and Humber | (2)
Cubico Sustainable Investments | Broxted | Solar | Solar | 31.59 | 2013 | Eastern
| Owl's Hatch | Solar | Solar | 51.9376 | 2015 | South East
| Sites with capacity < 20 MW | Solar | Solar | 65.3149
| Middlewick | Wind (Onshore) | Wind (Onshore) | 20.7 | 2014 | Eastern | (5)
Drax Power | Drax - biomass units | Biomass (wood pellets, sunflower/oat husk pellets) | Bioenergy | 2640 | 2013 | Yorkshire and Humber
| Drax - coal units | Coal | Conventional steam | 1320 | 1974 | Yorkshire and Humber
| Drax GT | Diesel/gas Diesel/Gas oil | OCGT | 75 | 1971 | Yorkshire and Humber
| Glenlee | Hydro | Hydro | 24 | 1935 | Scotland
| Kendoon | Hydro | Hydro | 24 | 1935 | Scotland
| Tongland | Hydro | Hydro | 33 | 1935 | Scotland
| Sites with capacity < 20 MW | Hydro | Hydro | 44
| Blackburn | Natural Gas | CCGT | 60 | 2011 | North West
| Damhead Creek | Natural Gas | CCGT | 805 | 2000 | South East
| Rye House | Natural Gas | CCGT | 715 | 1993 | Eastern
| Shoreham | Natural Gas | CCGT | 420 | 2000 | South East
| Cruachan | Pumped Storage | Pumped Storage | 440 | 1965 | Scotland
E.On UK | Blackburn Meadows* | Biomass (Woodchip) | Bioenergy | 34 | 2015 | Yorkshire and Humber
| Steven's Croft* | Biomass (Woodchip) | Bioenergy | 46 | 2007 | Scotland
| Castleford | Natural Gas | CCGT | 56 | 2002 | Yorkshire and Humber
| Sandbach | Natural Gas | CCGT | 56 | 1999 | North West
| Thornhill | Natural Gas | CCGT | 50 | 1998 | Yorkshire and Humber
Ecotricity | Sites with capacity < 20 MW | Solar | Solar | 0.9
| Sites with capacity < 20 MW | Wind (Onshore) | Wind (Onshore) | 87.62
EDF Energy | West Burton | Coal | Conventional steam | 2000 | 1969 | East Midlands
| West Burton GT | Diesel/gas Diesel/Gas oil | OCGT | 40 | 1967 | East Midlands
| West Burton CCGT | Natural Gas | CCGT | 1332 | 2013 | East Midlands
| Barkantine Heat & Power * | Natural Gas | OCGT | 1 | 2000 | London
| London Heat & Power * | Natural Gas | OCGT | 9 | 2000 | London
| Dungeness B | Nuclear | AGR | 1090 | 1983 | South East
| Hartlepool | Nuclear | AGR | 1185 | 1983 | North East
| Heysham 1 | Nuclear | AGR | 1060 | 1983 | North West
| Heysham 2 | Nuclear | AGR | 1240 | 1988 | North West
| Hinkley Point B | Nuclear | AGR | 965 | 1976 | South West
| Hunterston B | Nuclear | AGR | 985 | 1976 | Scotland
| Torness | Nuclear | AGR | 1200 | 1988 | Scotland
| Sizewell B | Nuclear | PWR | 1198 | 1995 | Eastern
| Blyth | Wind (Offshore) | Wind (Offshore) | 40 | 2018 | North East
| Teesside | Wind (Offshore) | Wind (Offshore) | 62 | 2013 | North East
| Beckburn | Wind (Onshore) | Wind (Onshore) | 31.05 | 2017 | North West
| Bicker Fen | Wind (Onshore) | Wind (Onshore) | 26 | 2008 | East Midlands
| Burnfoot | Wind (Onshore) | Wind (Onshore) | 30.1 | 2010 | Scotland
| Burnhead Moss | Wind (Onshore) | Wind (Onshore) | 26 | 2016 | Scotland
| Corriemoillie | Wind (Onshore) | Wind (Onshore) | 48.45 | 2017 | Scotland
| Dorenell | Wind (Onshore) | Wind (Onshore) | 177 | 2019 | Scotland
| Fallago Rig | Wind (Onshore) | Wind (Onshore) | 144 | 2013 | Scotland
| Green Rigg | Wind (Onshore) | Wind (Onshore) | 36 | 2012 | North East
| Longpark | Wind (Onshore) | Wind (Onshore) | 38 | 2009 | Scotland
| Red Tile | Wind (Onshore) | Wind (Onshore) | 24 | 2007 | Eastern
| Rusholme | Wind (Onshore) | Wind (Onshore) | 24 | 2010 | Yorkshire and Humber
| Sites with capacity < 20 MW | Wind (Onshore) | Wind (Onshore) | 210.19
For footnotes see end of section
5.11 Power Stations in the United Kingdom
(operational at the end of May 2020)(1) (continued)
Company Name | Station Name | Fuel | Technology | Installed Capacity (MW) | Year of commission or year generation began | Location Scotland, Wales, Northern Ireland or English region
Eneco Wind UK | Sites with capacity < 20 MW | Solar | Solar | 5
| Burn of Whilk | Wind (Onshore) | Wind (Onshore) | 22.5 | 2015 | Scotland
| Lochluichart | Wind (Onshore) | Wind (Onshore) | 69 | 2013 | Scotland
| Moy | Wind (Onshore) | Wind (Onshore) | 66 | 2016 | Scotland
| Twinshiels | Wind (Onshore) | Wind (Onshore) | 25 | 2014 | Scotland
| Sites with capacity < 20 MW | Wind (Onshore) | Wind (Onshore) | 17.5
Engie Power | Sites with capacity < 20 MW | Solar | Solar | 4.08
| Craigengelt (Scotia Wind) | Wind (Onshore) | Wind (Onshore) | 20 | 2010 | Scotland
| Sites with capacity < 20 MW | Wind (Onshore) | Wind (Onshore) | 59.83
EPR | Thetford | Biomass (litter, woodchip) | Bioenergy | 41.5 | 1998 | Eastern
| Glanford | Biomass (meat and bone meal) | Bioenergy | 16.7 | 1993 | Yorkshire and Humber
| Westfield | Biomass (poultry litter, waste wood) | Bioenergy | 12.5 | 2000 | Scotland
| Eye Suffolk | Biomass (poultry litter, woodchip) | Bioenergy | 14.316 | 1992 | Eastern
| Ely | Biomass (straw) | Bioenergy | 40 | 2001 | Eastern
EPUKi | Lynemouth | Biomass (Wood pellets) | Bioenergy | 420 | 2018 | North East
| Kilroot | Coal | Conventional steam | 559 | 1981 | Northern Ireland
| Ballylumford B GT1 & GT2 | Diesel/Gas oil | OCGT | 116 | 1974 | Northern Ireland
| Kilroot GT | Diesel/Gas oil | OCGT | 143.2 | 1981 | Northern Ireland
| Ballylumford C | Natural Gas | CCGT | 616 | 2003 | Northern Ireland
| South Humber Bank | Natural Gas | CCGT | 1365 | 1997 | Yorkshire and Humber
| Langage | Natural Gas | CCGT | 905 | 2010 | South West
ESB | Coolkeeragh GT | Diesel/Gas oil | OCGT | 53 | 1970 | Northern Ireland
| Coolkeeragh | Natural Gas | CCGT | 413 | 2004 | Northern Ireland
| Corby | Natural Gas | CCGT | 407 | 1994 | East Midlands
| Carrington | Natural Gas | CCGT | 910 | 2016 | North West
Falck Renewables | Assel Valley | Wind (Onshore) | Wind (Onshore) | 25 | 2016 | Scotland
| Auchrobert | Wind (Onshore) | Wind (Onshore) | 38.76 | 2017 | Scotland
| Ben Aketil | Wind (Onshore) | Wind (Onshore) | 27.6 | 2007 | Scotland
| Cambrian | Wind (Onshore) | Wind (Onshore) | 58.5 | 2005 | Wales
| Earlsburn | Wind (Onshore) | Wind (Onshore) | 37.5 | 2007 | Scotland
| Kilbraur | Wind (Onshore) | Wind (Onshore) | 67.5 | 2008 | Scotland
| Kingsburn | Wind (Onshore) | Wind (Onshore) | 22.5 | 2016 | Scotland
| Millennium | Wind (Onshore) | Wind (Onshore) | 65 | 2008 | Scotland
| West Browncastle | Wind (Onshore) | Wind (Onshore) | 30 | 2014 | Scotland
| Sites with capacity < 20 MW | Wind (Onshore) | Wind (Onshore) | 43.05
Fellside Heat and Power | Fellside CHP* | Natural Gas | CCGT | 155 | 1995 | North West
Ferrybridge Mulitfuel Energy | Ferrybridge Multi-fuel | Waste (municipal solid waste) | Bioenergy | 77 | 2015 | Yorkshire and Humber
| Ferrybridge Multi-fuel 2 | Waste (municipal solid waste) | Bioenergy | 79 | 2019 | Yorkshire and Humber
First Hydro Holdings Company | Dinorwig | Pumped Storage | Pumped Storage | 1800 | 1984 | Wales
| Ffestiniog | Pumped Storage | Pumped Storage | 360 | 1963 | Wales
Foresight Group | Shotwick | Solar | Solar | 72.21 | 2016 | Wales
Fred Olsen Renewables | Brockloch Rig | Wind (Onshore) | Wind (Onshore) | 61.5 | 2017 | Scotland
| Brockloch Rig 1 | Wind (Onshore) | Wind (Onshore) | 21.6 | 1996 | Scotland
| Crystal Rig | Wind (Onshore) | Wind (Onshore) | 62.5 | 2003 | Scotland
| Crystal Rig II | Wind (Onshore) | Wind (Onshore) | 138 | 2003 | Scotland
| Mid Hill | Wind (Onshore) | Wind (Onshore) | 75.9 | 2013 | Scotland
| Pauls Hill | Wind (Onshore) | Wind (Onshore) | 64.4 | 2005 | Scotland
| Rothes | Wind (Onshore) | Wind (Onshore) | 50.6 | 2004 | Scotland
| Rothes II | Wind (Onshore) | Wind (Onshore) | 41.4 | 2013 | Scotland
| Sites with capacity < 20 MW | Wind (Onshore) | Wind (Onshore) | 13.8
GLID Wind Farms Topco | Lynn | Wind (Offshore) | Wind (Offshore) | 97.2 | 2008 | East Midlands
| Inner Dowsing | Wind (Offshore) | Wind (Offshore) | 97.2 | 2008 | East Midlands
For footnotes see end of section
5.11 Power Stations in the United Kingdom
(operational at the end of May 2020)(1) (continued)
Company Name | Station Name | Fuel | Technology | Installed Capacity (MW) | Year of commission or year generation began | Location Scotland, Wales, Northern Ireland or English region
Greencoat Capital | Aston Clinton | Solar | Solar | 24.2423 | 2015 | South East | (7)
| Bann Road | Solar | Solar | 45.7528 | 2017 | Northern Ireland
| Eveley | Solar | Solar | 49.328 | 2016 | South East
| ScottowMoor | Solar | Solar | 33.68 | 2015 | Eastern
| Sites with capacity < 20 MW | Solar | Solar | 447.6366
| Braes of Doune | Wind (Onshore) | Wind (Onshore) | 72 | 2007 | Scotland
| Brockaghboy | Wind (Onshore) | Wind (Onshore) | 47.5 | 2017 | Northern Ireland
| Corriegarth | Wind (Onshore) | Wind (Onshore) | 69.5 | 2017 | Scotland
| Crighshane | Wind (Onshore) | Wind (Onshore) | 32.2 | 2012 | Northern Ireland
| Drone Hill | Wind (Onshore) | Wind (Onshore) | 28.6 | 2012 | Scotland
| Maerdy | Wind (Onshore) | Wind (Onshore) | 24 | 2013 | Wales
| North Rhins | Wind (Onshore) | Wind (Onshore) | 22 | 2009 | Scotland
| Screggagh | Wind (Onshore) | Wind (Onshore) | 20 | 2011 | Northern Ireland
| Sixpenny Wood | Wind (Onshore) | Wind (Onshore) | 20.5 | 2013 | Yorkshire and Humber
| Slieve Divena | Wind (Onshore) | Wind (Onshore) | 30 | 2009 | Northern Ireland
| Stroupster | Wind (Onshore) | Wind (Onshore) | 29.9 | 2015 | Scotland
| Tappaghan | Wind (Onshore) | Wind (Onshore) | 28.5 | 2005 | Northern Ireland
| Tom Nan Clach | Wind (Onshore) | Wind (Onshore) | 39.1 | 2019 | Scotland
| Sites with capacity < 20 MW | Wind (Onshore) | Wind (Onshore) | 129.96
Innogy | Sites with capacity < 20 MW | Hydro | Hydro | 81.213
| Galloper | Wind (Offshore) | Wind (Offshore) | 352.8 | 2017 | Eastern
| Gwynt y Mor | Wind (Offshore) | Wind (Offshore) | 576 | 2013 | Wales
| North Hoyle | Wind (Offshore) | Wind (Offshore) | 60 | 2004 | Wales
| Rhyl Flats | Wind (Offshore) | Wind (Offshore) | 90 | 2009 | Wales
| Bad a Cheo | Wind (Onshore) | Wind (Onshore) | 26.65 | 2018 | Scotland
| Bradwell | Wind (Onshore) | Wind (Onshore) | 20.5 | 2013 | Eastern
| Brechfa Forest West | Wind (Onshore) | Wind (Onshore) | 57.4 | 2018 | Wales
| Clocaenog Forest | Wind (Onshore) | Wind (Onshore) | 96 | 2019 | Wales
| Goole Fields A | Wind (Onshore) | Wind (Onshore) | 33 | 2013 | Yorkshire and Humber
| Goole Fields B | Wind (Onshore) | Wind (Onshore) | 34.85 | 2016 | Yorkshire and Humber
| Little Cheyne Court | Wind (Onshore) | Wind (Onshore) | 59.8 | 2008 | South East
| Middlemoor | Wind (Onshore) | Wind (Onshore) | 54 | 2013 | North East
| Mynydd y Gwair | Wind (Onshore) | Wind (Onshore) | 32.8 | 2019 | Wales
| Novar 2 | Wind (Onshore) | Wind (Onshore) | 36.8 | 2012 | Scotland
| Sites with capacity < 20 MW | Wind (Onshore) | Wind (Onshore) | 100.6
Intergen | Rocksavage | Natural Gas | CCGT | 810 | 1998 | North West
| Coryton | Natural Gas | CCGT | 800 | 2002 | Eastern
| Spalding | Natural Gas | CCGT | 950 | 2004 | East Midlands
John Laing Environmental Asset Group | Dungavel | Wind (Onshore) | Wind (Onshore) | 26 | 2015 | Scotland
| Hall Farm | Wind (Onshore) | Wind (Onshore) | 24.6 | 2013 | Yorkshire and Humber
| Llynfi Afan | Wind (Onshore) | Wind (Onshore) | 24 | 2017 | Wales
| Sites with capacity < 20 MW | Wind (Onshore) | Wind (Onshore) | 86.348
Lightsource BP | Bury Lane | Solar | Solar | 22.2159 | 2014 | Eastern
| Crundale | Solar | Solar | 43.6643 | 2015 | Wales
| Exning | Solar | Solar | 30.276 | 2015 | Eastern
| Fareham | Solar | Solar | 20.508 | 2014 | South East
| Hill House Farm | Solar | Solar | 28.3118 | 2015 | South West
| Maghaberry | Solar | Solar | 27.099 | 2018 | Northern Ireland
| South Creake | Solar | Solar | 26.0012 | 2016 | Eastern
| Sites with capacity < 20 MW | Solar | Solar | 590.3287
LondonEnergy | Edmonton | Waste (municipal solid waste) | Bioenergy | 50 | 1970 | London
Magnox Electric | Maentwrog | Hydro | Hydro | 35.3 | 1928 | Wales
Marchwood Power | Marchwood | Natural Gas | CCGT | 898 | 2009 | South East
Octopus Investments | Abbots Ripton | Solar | Solar | 24.6672 | 2014 | Eastern
| Ermine Street | Solar | Solar | 32.4494 | 2014 | East Midlands
| Melbourn Muncey Farm | Solar | Solar | 30.9417 | 2015 | Eastern
| Pitchford | Solar | Solar | 21.0084 | 2015 | West Midlands
| Waterloo Farm 1 & 2 | Solar | Solar | 28.6681 | 2015 | Eastern
| Sites with capacity < 20 MW | Solar | Solar | 852.37
For footnotes see end of section
5.11 Power Stations in the United Kingdom
(operational at the end of May 2020)(1) (continued)
Company Name | Station Name | Fuel | Technology | Installed Capacity (MW) | Year of commission or year generation began | Location Scotland, Wales, Northern Ireland or English region
Orsted | Barrow | Wind (Offshore) | Wind (Offshore) | 90 | 2006 | North West
| Burbo Extension | Wind (Offshore) | Wind (Offshore) | 259 | 2016 | North West
| Burbo | Wind (Offshore) | Wind (Offshore) | 90 | 2008 | North West
| Gunfleet Sands 1 & 2 Ltd. | Wind (Offshore) | Wind (Offshore) | 172.8 | 2010 | Eastern
| Hornsea 1 | Wind (Offshore) | Wind (Offshore) | 1218 | 2019 | Yorkshire and Humber
| Lincs | Wind (Offshore) | Wind (Offshore) | 270 | 2013 | East Midlands
| Race Bank | Wind (Offshore) | Wind (Offshore) | 573 | 2018 | Eastern
| Walney 1 & 2 | Wind (Offshore) | Wind (Offshore) | 368 | 2011 | North West
| Walney 3 | Wind (Offshore) | Wind (Offshore) | 330 | 2017 | North West
| Walney 4 | Wind (Offshore) | Wind (Offshore) | 329 | 2018 | North West
| West of Duddon Sands | Wind (Offshore) | Wind (Offshore) | 389 | 2014 | North West
| Westermost Rough | Wind (Offshore) | Wind (Offshore) | 210 | 2015 | Yorkshire and Humber
| Sites with capacity < 20 MW | Wind (Offshore) | Wind (Offshore) | 12
Peel Energy | Frodsham | Wind (Onshore) | Wind (Onshore) | 50.35 | 2017 | North West
| Sites with capacity < 20 MW | Wind (Onshore) | Wind (Onshore) | 11.2
Pennant Walters | Sites with capacity < 20 MW | Solar | Solar | 2.5
| Maesgwyn | Wind (Onshore) | Wind (Onshore) | 26 | 2011 | Wales
| Mynydd Bwllfa | Wind (Onshore) | Wind (Onshore) | 22.5 | 2015 | Wales
| Pant y Wal | Wind (Onshore) | Wind (Onshore) | 52.5 | 2013 | Wales
| Pant y Wal Extension (Mynnyd Yr Aber Substation) | Wind (Onshore) | Wind (Onshore) | 20 | 2017 | Wales
| Sites with capacity < 20 MW | Wind (Onshore) | Wind (Onshore) | 2.5
REG WindPower | Chalgrove | Solar | Solar | 21.34 | 2015 | South East
| Sites with capacity < 20 MW | Solar | Solar | 108.18
| Glens of Foudland | Wind (Onshore) | Wind (Onshore) | 26 | 2009 | Scotland
| Tormywheel | Wind (Onshore) | Wind (Onshore) | 30.75 | 2017 | Scotland
| Sites with capacity < 20 MW | Wind (Onshore) | Wind (Onshore) | 140.601
Renewable Energy Solutions Services | Sites with capacity < 20 MW | Solar | Solar | 15.9
RES Group | Egmere | Solar | Solar | 21 | 2014 | Eastern
| Parley | Solar | Solar | 24.2 | 2014 | South West
| Sites with capacity < 20 MW | Solar | Solar | 60.7
| Minnygap | Wind (Onshore) | Wind (Onshore) | 25 | 2017 | Scotland
| Glenchamber | Wind (Onshore) | Wind (Onshore) | 25.3 | 2016 | Scotland
| Wryde Croft | Wind (Onshore) | Wind (Onshore) | 26 | 2016 | Eastern
| Altahullion | Wind (Onshore) | Wind (Onshore) | 26 | 2003 | Northern Ireland
| Freasdail | Wind (Onshore) | Wind (Onshore) | 22.5 | 2017 | Scotland
| Garreg Llwyd | Wind (Onshore) | Wind (Onshore) | 30.4 | 2017 | Wales
| Hill of Towie | Wind (Onshore) | Wind (Onshore) | 48.3 | 2012 | Scotland
| Kelburn | Wind (Onshore) | Wind (Onshore) | 28 | 2012 | Scotland
| Penmanshiel | Wind (Onshore) | Wind (Onshore) | 28.7 | 2016 | Scotland
| Gruig | Wind (Onshore) | Wind (Onshore) | 25 | 2009 | Northern Ireland
| Black Hill | Wind (Onshore) | Wind (Onshore) | 28.6 | 2007 | Scotland | (4)
| Wadlow | Wind (Onshore) | Wind (Onshore) | 26 | 2012 | Eastern | (4)
| Castle Craig | Wind (Onshore) | Wind (Onshore) | 25 | 2018 | Northern Ireland | (4)
| Sites with capacity < 20 MW | Wind (Onshore) | Wind (Onshore) | 202.14 |  |  | (4)
Riverside Resource Recovery | Riverside | Waste (municipal solid waste) | Bioenergy | 80 | 2011 | London | (4)
RWE | Markinch CHP* | Biomass (Recycled wood, virgin wood) | Bioenergy | 65 | 2014 | Scotland | (4)
| Cowes | Diesel/Gas oil | OCGT | 140 | 1982 | South East | (4)
| Didcot GT | Diesel/Gas oil | OCGT | 100 | 1972 | South East | (4)
| Little Barford GT | Diesel/Gas oil | OCGT | 17 | 2006 | Eastern | (4)
| Didcot B | Natural Gas | CCGT | 1450 | 1998 | South East | (4)
| Great Yarmouth | Natural Gas | CCGT | 420 | 2001 | Eastern
| Little Barford | Natural Gas | CCGT | 723 | 1995 | Eastern
| Pembroke | Natural Gas | CCGT | 2199 | 2012 | Wales
| Staythorpe C | Natural Gas | CCGT | 1772 | 2010 | East Midlands
| Humber Gateway | Wind (Offshore) | Wind (Offshore) | 219 | 2015 | Yorkshire and Humber
| London Array | Wind (Offshore) | Wind (Offshore) | 630 | 2013 | South East
| Rampion | Wind (Offshore) | Wind (Offshore) | 400.2 | 2018 | South East
| Robin Rigg East | Wind (Offshore) | Wind (Offshore) | 84 | 2010 | Scotland
| Robin Rigg West | Wind (Offshore) | Wind (Offshore) | 90 | 2010 | Scotland
| Scroby Sands | Wind (Offshore) | Wind (Offshore) | 60 | 2004 | Eastern
| Camster | Wind (Onshore) | Wind (Onshore) | 50 | 2013 | Scotland
| Rosehall | Wind (Onshore) | Wind (Onshore) | 24.7 | 2013 | Scotland
| Stags Holt | Wind (Onshore) | Wind (Onshore) | 20 | 2007 | Eastern
| Tween Bridge | Wind (Onshore) | Wind (Onshore) | 44 | 2012 | Yorkshire and Humber
| Sites with capacity < 20 MW | Wind (Onshore) | Wind (Onshore) | 142.4
For footnotes see end of section
5.11 Power Stations in the United Kingdom
(operational at the end of May 2020)(1) (continued)
Company Name | Station Name | Fuel | Technology | Installed Capacity (MW) | Year of commission or year generation began | Location Scotland, Wales, Northern Ireland or English region
Scira Offshore Energy | Dudgeon 1 | Wind (Offshore) | Wind (Offshore) | 108 | 2017 | Eastern
| Dudgeon 2 | Wind (Offshore) | Wind (Offshore) | 90 | 2017 | Eastern
| Dudgeon 3 | Wind (Offshore) | Wind (Offshore) | 102 | 2017 | Eastern
| Dudgeon 4 | Wind (Offshore) | Wind (Offshore) | 102 | 2017 | Eastern
| Hywind 1 | Wind (Offshore) | Wind (Offshore) | 30 | 2017 | Scotland
| Sheringham Shoal 1 | Wind (Offshore) | Wind (Offshore) | 158 | 2012 | Eastern
| Sheringham Shoal 2 | Wind (Offshore) | Wind (Offshore) | 158 | 2012 | Eastern
Scottish Power | Arecleoch | Wind (Onshore) | Wind (Onshore) | 120 | 2010 | Scotland
| Beinn an Tuirc I | Wind (Onshore) | Wind (Onshore) | 29.7 | 2002 | Scotland
| Beinn an Tuirc II | Wind (Onshore) | Wind (Onshore) | 43.7 | 2012 | Scotland
| Beinn Tharsuinn | Wind (Onshore) | Wind (Onshore) | 29.75 | 2005 | Scotland
| Black Law | Wind (Onshore) | Wind (Onshore) | 124.2 | 2005 | Scotland
| Black Law II | Wind (Onshore) | Wind (Onshore) | 63.43 | 2016 | Scotland
| Carland Cross RP | Wind (Onshore) | Wind (Onshore) | 20 | 2013 | South West
| Cruach Mhor | Wind (Onshore) | Wind (Onshore) | 29.75 | 2004 | Scotland
| Dersalloch | Wind (Onshore) | Wind (Onshore) | 69 | 2016 | Scotland
| Dun Law II | Wind (Onshore) | Wind (Onshore) | 29.75 | 2009 | Scotland
| Ewe Hill II | Wind (Onshore) | Wind (Onshore) | 36.8 | 2017 | Scotland
| Glenapp | Wind (Onshore) | Wind (Onshore) | 22 | 2017 | Scotland
| Green Knowes | Wind (Onshore) | Wind (Onshore) | 27 | 2008 | Scotland
| Hagshaw Hill II | Wind (Onshore) | Wind (Onshore) | 26 | 2008 | Scotland
| Hare Hill II | Wind (Onshore) | Wind (Onshore) | 29.75 | 2016 | Scotland
| Harestanes | Wind (Onshore) | Wind (Onshore) | 136 | 2013 | Scotland
| Kilgallioch | Wind (Onshore) | Wind (Onshore) | 239 | 2016 | Scotland
| Lynemouth | Wind (Onshore) | Wind (Onshore) | 26 | 2012 | North East
| Mark Hill | Wind (Onshore) | Wind (Onshore) | 56 | 2011 | Scotland
| P&L | Wind (Onshore) | Wind (Onshore) | 30.6 | 1993 | Wales
| Whitelee | Wind (Onshore) | Wind (Onshore) | 322 | 2007 | Scotland
| Whitelee II | Wind (Onshore) | Wind (Onshore) | 217.02 | 2012 | Scotland
| Sites with capacity < 20 MW | Wind (Onshore) | Wind (Onshore) | 178.89
Seabank Power | Seabank | Natural Gas | CCGT | 1234 | 2000 | South West
Sembcorp Utilities | Wilton 10* | Biomass (virgin wood) | Bioenergy | 33.276 | 2007 | North East
| Wilton GT* | Natural Gas | Conventional steam | 120 | 1952 | North East
| Wilton 11 EfW | Waste (municipal solid waste) | Bioenergy | 49 | 2016 | North East
SIMEC | Uskmouth | Coal | Conventional steam | 0 | 1962 | Wales
| Uskmouth | Natural Gas | Conventional steam | 0 | 1962 | Wales
For footnotes see end of section
5.11 Power Stations in the United Kingdom
(operational at the end of May 2020)(1) (continued)
Company Name | Station Name | Fuel | Technology | Installed Capacity (MW) | Year of commission or year generation began | Location Scotland, Wales, Northern Ireland or English region
SSE | Slough Heat & Power* | Biomass (recycled wood) | Bioenergy | 35 | 1918 | South East
| Keadby GT | Diesel/gas Diesel/Gas oil | OCGT | 25 | 1994 | Yorkshire and Humber
| Lerwick | Diesel/Gas oil | OCGT | 67 | 1953 | Scotland
| Thatcham | Diesel/Gas oil | OCGT | 9 | 1994 | South East
| Arnish | Diesel/Gas oil | OCGT | 10 | 2000 | Scotland
| Barra | Diesel/Gas oil | OCGT | 2.5 | 1986 | Scotland
| Bowmore | Diesel/Gas oil | OCGT | 6 | 1946 | Scotland
| Kirkwall | Diesel/Gas oil | OCGT | 16 | 1952 | Scotland
| Loch Carnan, South Uist | Diesel/Gas oil | OCGT | 11 | 1972 | Scotland
| Stornoway | Diesel/Gas oil | OCGT | 23 | 1952 | Scotland
| Tiree | Diesel/Gas oil | OCGT | 2.5 | 1953 | Scotland
| Aigas | Hydro | Hydro | 20 | 1962 | Scotland
| Clachan | Hydro | Hydro | 40 | 1955 | Scotland
| Clunie | Hydro | Hydro | 61.2 | 1950 | Scotland
| Deanie | Hydro | Hydro | 38 | 1963 | Scotland
| Errochty | Hydro | Hydro | 75 | 1955 | Scotland
| Fasnakyle | Hydro | Hydro | 69 | 1951 | Scotland
| Glendoe | Hydro | Hydro | 100 | 2008 | Scotland | (3)
| Glenmoriston | Hydro | Hydro | 37 | 1957 | Scotland
| Inverawe | Hydro | Hydro | 25 | 1963 | Scotland
| Kilmorack | Hydro | Hydro | 20 | 1962 | Scotland
| Lochay | Hydro | Hydro | 46 | 1958 | Scotland
| Luichart | Hydro | Hydro | 34 | 1954 | Scotland
| Rannoch | Hydro | Hydro | 45 | 1930 | Scotland
| Sloy | Hydro | Hydro | 152.5 | 1950 | Scotland
| Tummel | Hydro | Hydro | 34 | 1933 | Scotland
| Sites with capacity < 20 MW | Hydro | Hydro | 365.893
| Foyers Pumped Storage | Hydro / pumped storage | Hydro / pumped storage | 300 | 1974 | Scotland
| Burghfield | Natural Gas | OCGT | 50 | 1998 | South East
| Chickerell | Natural Gas | OCGT | 50 | 1998 | South West
| Chippenham | Natural Gas | OCGT | 10.07 | 2002 | South West
| Peterhead | Natural Gas | CCGT | 1180 | 1980 | Scotland
| Keadby | Natural Gas | CCGT | 735 | 1994 | Yorkshire and Humber
| Medway | Natural Gas | CCGT | 755 | 1995 | South East
| Pilkington - Greengate * | Natural Gas | OCGT | 10 | 1998 | North West
| Sites with capacity < 20 MW | Solar | Solar | 1.0472
| Barkip | Waste (anaerobic digestion) | Bioenergy | 2.126 | 2011 | Scotland
| Beatrice | Wind (Offshore) | Wind (Offshore) | 588 | 2018 | Scotland
| Greater Gabbard | Wind (Offshore) | Wind (Offshore) | 504 | 2011 | Eastern
| Achany Windfarm | Wind (Onshore) | Wind (Onshore) | 38 | 2010 | Scotland
| Artfield Fell | Wind (Onshore) | Wind (Onshore) | 28.6 | 2005 | Scotland
| Bhlaraidh | Wind (Onshore) | Wind (Onshore) | 110.4 | 2017 | Scotland
| Clyde (Central) | Wind (Onshore) | Wind (Onshore) | 195.9 | 2011 | Scotland
| Clyde (North) | Wind (Onshore) | Wind (Onshore) | 197.7 | 2012 | Scotland
| Clyde (South) | Wind (Onshore) | Wind (Onshore) | 128.8 | 2011 | Scotland
| Drumderg | Wind (Onshore) | Wind (Onshore) | 36.8 | 2008 | Scotland
| Dunmaglass | Wind (Onshore) | Wind (Onshore) | 94.05 | 2016 | Scotland
| Fairburn | Wind (Onshore) | Wind (Onshore) | 40 | 2009 | Scotland
| Gordonbush | Wind (Onshore) | Wind (Onshore) | 70 | 2011 | Scotland
| Griffin | Wind (Onshore) | Wind (Onshore) | 188.6 | 2011 | Scotland
| Hadyard Hill | Wind (Onshore) | Wind (Onshore) | 119.8 | 2005 | Scotland
| Keadby | Wind (Onshore) | Wind (Onshore) | 68 | 2013 | Yorkshire and Humber
| Slieve Kirk | Wind (Onshore) | Wind (Onshore) | 73.6 | 2011 | Northern Ireland
| Strathy North | Wind (Onshore) | Wind (Onshore) | 66 | 2015 | Scotland
| Stronelairg | Wind (Onshore) | Wind (Onshore) | 227.7 | 2018 | Scotland
| Tievenameenta | Wind (Onshore) | Wind (Onshore) | 34.5 | 2016 | Northern Ireland
| Toddleburn | Wind (Onshore) | Wind (Onshore) | 27.6 | 2010 | Scotland
| Sites with capacity < 20 MW | Wind (Onshore) | Wind (Onshore) | 64.32
Statkraft | Rheidol Hydro Scheme Gen 2 | Hydro | Hydro | 20.5 | 1962 | Wales
| Rheidol Hydro Scheme Gen 3 | Hydro | Hydro | 20.5 | 1962 | Wales
| Sites with capacity < 20 MW | Hydro | Hydro | 14.975
| Alltwalis | Wind (Onshore) | Wind (Onshore) | 23 | 2009 | Wales
| Andershaw | Wind (Onshore) | Wind (Onshore) | 35 | 2017 | Scotland
| Baillie | Wind (Onshore) | Wind (Onshore) | 53 | 2013 | Scotland
| Berry Burn | Wind (Onshore) | Wind (Onshore) | 67 | 2014 | Scotland
For footnotes see end of section
5.11 Power Stations in the United Kingdom
(operational at the end of May 2020)(1) (continued)
Company Name | Station Name | Fuel | Technology | Installed Capacity (MW) | Year of commission or year generation began | Location Scotland, Wales, Northern Ireland or English region
Temporis Capital | Sites with capacity < 20 MW | Hydro | Hydro | 4.886
| Biggleswade | Wind (Onshore) | Wind (Onshore) | 20 | 2013 | Eastern
| Blackcraig | Wind (Onshore) | Wind (Onshore) | 52.9 | 2018 | Scotland
| Sites with capacity < 20 MW | Wind (Onshore) | Wind (Onshore) | 118.7
Toucan Energy Services | Grange Farm | Solar | Solar | 21.0984 | 2014 | South West
| Lisburn | Solar | Solar | 20.5 | 2017 | Northern Ireland
| Morton | Solar | Solar | 28.0954 | 2015 | East Midlands
| Stowbridge | Solar | Solar | 24.323 | 2014 | Eastern
| Swindon | Solar | Solar | 60.8926 | 2016 | South West
| Sites with capacity < 20 MW | Solar | Solar | 332.4906
Triton Power | Indian Queens | Diesel/Gas oil | OCGT | 140 | 1996 | South West
| Saltend* | Natural Gas | CCGT | 1200 | 2000 | Yorkshire and Humber
Uniper UK | Ratcliffe | Coal | Conventional steam | 2021 | 1967 | East Midlands
| Grain GT | Diesel/gas Diesel/Gas oil | OCGT | 56 | 1978 | South East
| Grain (OCGT) | Diesel/Gas oil | OCGT | 50 | 2011 | South East
| Ratcliffe GT | Diesel/Gas oil | OCGT | 34 | 1967 | East Midlands
| Taylor's Lane GT | Diesel/Gas oil | OCGT | 144 | 1979 | London
| Cottam Development Centre | Natural Gas | CCGT | 445 | 1998 | East Midlands
| Enfield | Natural Gas | CCGT | 408 | 1999 | London
| Grain CHP* | Natural Gas | CCGT | 1517 | 2011 | South East
| Killingholme | Natural Gas | OCGT | 600 | 1992 | Yorkshire and Humber
| Connahs Quay | Sour gas | CCGT | 1380 | 1996 | Wales
Vattenfall | Sites with capacity < 20 MW | Solar | Solar | 4.9
| Aberdeen | Wind (Offshore) | Wind (Offshore) | 96.8 | 2018 | Scotland
| Kentish Flats | Wind (Offshore) | Wind (Offshore) | 90 | 2005 | South East
| Kentish Flats Extension | Wind (Offshore) | Wind (Offshore) | 49.5 | 2015 | South East
| Ormonde | Wind (Offshore) | Wind (Offshore) | 150 | 2011 | North West
| Thanet | Wind (Offshore) | Wind (Offshore) | 300 | 2010 | South East
| Clashindarroch | Wind (Onshore) | Wind (Onshore) | 36.9 | 2015 | Scotland
| Edinbane | Wind (Onshore) | Wind (Onshore) | 41.4 | 2009 | Scotland
| Pen Y Cymoedd | Wind (Onshore) | Wind (Onshore) | 228 | 2016 | Wales
| Ray | Wind (Onshore) | Wind (Onshore) | 54.4 | 2017 | North East
| Swinford | Wind (Onshore) | Wind (Onshore) | 22 | 2012 | East Midlands
| Sites with capacity < 20 MW | Wind (Onshore) | Wind (Onshore) | 8.4
Venitent Energy Services | A'Chruach | Wind (Onshore) | Wind (Onshore) | 42.6 | 2016 | Scotland
| Ardrossan | Wind (Onshore) | Wind (Onshore) | 30 | 2004 | Scotland
| Carno | Wind (Onshore) | Wind (Onshore) | 33.6 | 1996 | Wales
| Causeymire | Wind (Onshore) | Wind (Onshore) | 48.3 | 2005 | Scotland
| Dalswinton | Wind (Onshore) | Wind (Onshore) | 30 | 2008 | Scotland
| Farr | Wind (Onshore) | Wind (Onshore) | 92 | 2006 | Scotland
| Ffynnon Oer | Wind (Onshore) | Wind (Onshore) | 32 | 2006 | Wales
| Galawhistle | Wind (Onshore) | Wind (Onshore) | 66 | 2017 | Scotland
| Glenkerie | Wind (Onshore) | Wind (Onshore) | 22 | 2012 | Scotland
| Lissett Airfield | Wind (Onshore) | Wind (Onshore) | 30 | 2009 | Yorkshire and Humber
| Llyn Alaw | Wind (Onshore) | Wind (Onshore) | 20.4 | 1997 | Wales
| Minsca | Wind (Onshore) | Wind (Onshore) | 36.8 | 2008 | Scotland
| Sites with capacity < 20 MW | Wind (Onshore) | Wind (Onshore) | 204.66
Veolia | SELCHP ERF* | Waste (municipal solid waste) | Bioenergy | 35 | 1994 | London
Viridor Waste Management | Runcorn EfW | Waste (municipal solid waste) | Bioenergy | 91 | 2014 | North West
| Ardley EfW | Waste (municipal solid waste) | Conventional Steam | 26 | 2014 | South East
| Bolton EfW | Waste (municipal solid waste) | Conventional Steam | 8 | 1971 | North West
| Cardiff EfW | Waste (municipal solid waste) | Conventional Steam | 30 | 2014 | Wales
| Exeter EfW | Waste (municipal solid waste) | Conventional Steam | 3.5 | 2014 | South West
| Lakeside EfW | Waste (municipal solid waste) | Conventional Steam | 37 | 2010 | South West
| Peterborough EfW | Waste (municipal solid waste) | Conventional Steam | 7.3 | 2016 | East Midlands
Vitol | VPI Immingham* | Natural Gas | CCGT | 1252 | 2004 | Yorkshire and Humber
Wise Energy | Sites with capacity < 20 MW | Solar | Solar | 66.8286
WPO | Airies | Wind (Onshore) | Wind (Onshore) | 39.9 | 2017 | Scotland
WPO | Sites with capacity < 20 MW | Wind (Onshore) | Wind (Onshore) | 131.6
For footnotes see end of section
5.11 Power Stations in the United Kingdom
(operational at the end of May 2020)(1) (continued)
Company Name | Station Name | Fuel | Technology | Installed Capacity (MW)
|  | Total MPP coal |  | 5900
|  | Total MPP natural gas |  | 30396.07
|  | Total MPP sour gas |  | 1380
|  | Total MPP diesel/gas oil |  | 1312.5
|  | Total MPP nuclear |  | 8923
|  | Total MPP biomass |  | 3398.292
|  | Total MPP waste |  | 463.126
|  | Total MPP hydro |  | 1464.967
|  | Total MPP pumped storage |  | 2600
|  | Total MPP mixed hydro |  | 300
|  | Total MPP wind (onshore) |  | 10413.019
|  | Total MPP wind (offshore) |  | 9695.5
|  | Total MPP solar |  | 4015.6296
|  | Total MPP |  | 80262.1036 |  | (9)
Other generators
|  | Other generators coal |  | 21.7378 |  | (10)
|  | Other generators oil |  | 40.2824 |  | (10)
|  | Other generators natural gas |  | 3110.6622 |  | (10)
|  | Other generators biomass and waste |  | 3951.6047
|  | Other generators hydro |  | 408.5241
|  | Other generators wind (onshore) |  | 3711.6286
|  | Other generators wind (offshore) |  | 275.2325
|  | Other generators solar |  | 9330.248
|  | Other generators wave and tidal |  | 22.398
|  | Other generators other fuels |  | 619.6203 |  | (10), (11)
|  | Total other generators |  | 21491.9385
Interconnectors
|  |  |  | Capacity (MW) | Year of first operation
England - France |  |  |  | 2000 | 1986
England - Netherlands |  |  |  | 1000 | 2011
England - Belgium |  |  |  | 1000 | 2019 | (12)
Scotland - Northern Ireland |  |  |  | 500 | 2002
Wales - Irish Republic |  |  |  | 500 | 2012
Northern Ireland - Irish Republic |  |  |  | 540 | 1996 | (13),(14)
Footnotes
(1) This list covers stations owned or operated by Major Power Producers; other power stations (including many renewable sites and auto-generators) are included in the sub table at the end of table 5.11
(2) Previously operated as Combined Cycle Gas Turbines but these stations now operate as Open Cycle Gas Turbines.
(3) Total capacity is 1,840 MW but because of transmission constraints only 1,180 MW can be used at any one time.
(4) Sold to RWE from E.On UK in October 2019.
(5) Site transferred from WPO to Cubico in 2019.
(6) Site transferred from WPO to BayWa R.E in 2019.
(7) Site transferred from WPO to Greencoat Capital in 2019.
(8) Site transferred from British Solar Renewables to Renewable Energy Solutions Servicesl in 2019.
(9) Note that these MPP totals include some sites that are operated by MPPs but are not included in the MPP survey. These sites can be filtered out on the 'Database' tab.
(10) The capacities of 'other generators' for coal, oil , natural gas and other fuels are Declared Net Capacities (DNC) rather than installed capacities.
(11) The main 'other fuels' included are coke oven gas, blast furnace gas and waste products from checmial processes.
(12) The UK-Belgium ‘Nemo Link’ interconnector began commissioning in mid-December 2018 and became fully operational on 31st January 2019.
(13) This is made up of a main interconnector, which is usually restricted to a capacity of 300 MW in either direction, and two standby interconnectors, which each have a capacity of 120 MW.
(14) The interconnector was initially built in 1970 but was damaged in 1975 and did not come back into operation until 1996.
* Indicates CHP plant

## DUKES 2019
5.11 Power Stations in the United Kingdom
(operational at the end of May 2019)(1)
Major Power Producer (MPP) sites
Note that non-thermal renewable sites with a capacity of less than 20 MW are aggregated for each company in this table. A full version of the table is available on the 'Database' tab.
Company Name | Station Name | Fuel | Technology | Installed Capacity (MW) | Year of commission or year generation began | Location Scotland, Wales, Northern Ireland or English region
AES | Kilroot | Coal | Conventional Steam | 559 | 1981 | Northern Ireland
| Ballylumford B GT1 & GT2 | Diesel/gas oil | OCGT | 116 | 1974 | Northern Ireland
| Kilroot GT | Diesel/gas oil | OCGT | 143.2 | 1981 | Northern Ireland
| Ballylumford C | Natural gas | CCGT | 616 | 2003 | Northern Ireland
Anesco | Sites with capacity < 20 MW | Solar | Solar | 409.9089
BayWa R.E | Beinneun | Wind (onshore) | Wind (onshore) | 108.8 | 2017 | Scotland
| Cour | Wind (onshore) | Wind (onshore) | 20.5 | 2017 | Scotland
| Sites with capacity < 20 MW | Wind (onshore) | Wind (onshore) | 19.2
British Solar Renewables | Bradenstoke | Solar | Solar | 69.7884 | 2015 | South West
| Sites with capacity < 20 MW | Solar | Solar | 16.4395
Calon Energy | Baglan Bay GT | Diesel/gas oil | OCGT | 32.3 | 2002 | Wales
| Baglan Bay | Natural gas | CCGT | 520 | 2002 | Wales
| Severn Power | Natural gas | CCGT | 850 | 2010 | Wales
| Sutton Bridge | Natural gas | CCGT | 819 | 1999 | East Midlands
Centrica | Glanford Brigg | Natural gas | OCGT | 99 | 1994 | Yorkshire and Humber | (2)
| Peterborough | Natural gas | OCGT | 245 | 1993 | East England | (2)
Cubico Sustainable Investments Limited | Broxted | Solar | Solar | 31.59 | 2013 | East England
| Owl's Hatch | Solar | Solar | 51.9376 | 2015 | South East
| Sites with capacity < 20 MW | Solar | Solar | 65.3271
Drax Power Ltd | Drax - biomass units | Biomass (wood pellets, sunflower/oat husk pellets) | Conventional Steam | 2640 | 2013 | Yorkshire and Humber
| Drax - coal units | Coal | Conventional Steam | 1320 | 1974 | Yorkshire and Humber
| Drax GT | Diesel/gas oil | OCGT | 75 | 1971 | Yorkshire and Humber
| Glenlee | Hydro | Hydro | 24 | 1935 | Scotland | (4)
| Kendoon | Hydro | Hydro | 24 | 1935 | Scotland | (4)
| Tongland | Hydro | Hydro | 33 | 1935 | Scotland | (4)
| Blackburn | Natural gas | CCGT | 60 | 2011 | North West | (4)
| Damhead Creek | Natural gas | CCGT | 805 | 2000 | South East | (4)
| Rye House | Natural gas | CCGT | 715 | 1993 | East England | (4)
| Shoreham | Natural gas | CCGT | 420 | 2000 | South East | (4)
| Cruachan | Pumped Storage | Pumped Storage | 440 | 1965 | Scotland | (4)
| Sites with capacity < 20 MW | Hydro | Hydro | 44 |  |  | (4)
E.On UK | Blackburn Meadows * | Biomass (woodchip) | Conventional Steam | 34 | 2015 | Yorkshire and Humber
| Steven's Croft * | Biomass (woodchip) | Conventional Steam | 46 | 2007 | Scotland
| Castleford | Natural gas | CCGT | 56 | 2002 | Yorkshire and Humber
| Sandbach | Natural gas | CCGT | 56 | 1999 | North West
| Thornhill | Natural gas | CCGT | 50 | 1998 | Yorkshire and Humber
| Humber Gateway | Wind (offshore) | Wind (offshore) | 219 | 2015 | Yorkshire and Humber
| London Array | Wind (offshore) | Wind (offshore) | 630 | 2013 | South East
| Rampion | Wind (offshore) | Wind (offshore) | 400 | 2018 | South East
| Robin Rigg East | Wind (offshore) | Wind (offshore) | 90 | 2010 | Scotland
| Robin Rigg West | Wind (offshore) | Wind (offshore) | 90 | 2010 | Scotland
| Scroby Sands | Wind (offshore) | Wind (offshore) | 60 | 2004 | East England
| Camster | Wind (onshore) | Wind (onshore) | 50 | 2013 | Scotland
| Rosehall | Wind (onshore) | Wind (onshore) | 25 | 2013 | Scotland
| Stags Holt | Wind (onshore) | Wind (onshore) | 20 | 2007 | East England
| Tween Bridge | Wind (onshore) | Wind (onshore) | 44 | 2012 | Yorkshire and Humber
| Sites with capacity < 20 MW | Wind (onshore) | Wind (onshore) | 146.5
Ecotricity | Sites with capacity < 20 MW | Wind (onshore) | Wind (onshore) | 87.675
| Sites with capacity < 20 MW | Solar | Solar | 0.9
EDF Energy | Cottam | Coal | Conventional Steam | 2000 | 1969 | East Midlands
| West Burton | Coal | Conventional Steam | 2000 | 1969 | East Midlands
| West Burton GT | Diesel/gas oil | OCGT | 40 | 1967 | East Midlands
| Barkantine Heat & Power * | Natural Gas | OCGT | 1 | 2000 | London
| London Heat & Power * | Natural Gas | OCGT | 9 | 2000 | London
| West Burton CCGT | Natural gas | CCGT | 1332 | 2013 | East Midlands
| Dungeness B | Nuclear | AGR | 1120 | 1983 | South East
| Hartlepool | Nuclear | AGR | 1207 | 1983 | North East
| Heysham 1 | Nuclear | AGR | 1179 | 1983 | North West
| Heysham 2 | Nuclear | AGR | 1254 | 1988 | North West
| Hinkley Point B | Nuclear | AGR | 1061 | 1976 | South West
| Hunterston B | Nuclear | AGR | 1020 | 1976 | Scotland
| Sizewell B | Nuclear | PWR | 1223 | 1995 | East England
| Torness | Nuclear | AGR | 1250 | 1988 | Scotland
| Blyth | Wind (offshore) | Wind (offshore) | 40 | 2018 | North East
| Teesside | Wind (offshore) | Wind (offshore) | 62 | 2013 | North East
| Beckburn | Wind (onshore) | Wind (onshore) | 31.05 | 2017 | North West
| Bicker Fen | Wind (onshore) | Wind (onshore) | 26 | 2008 | East Midlands
| Burnfoot | Wind (onshore) | Wind (onshore) | 30.1 | 2010 | Scotland
| Burnhead Moss | Wind (onshore) | Wind (onshore) | 26 | 2016 | Scotland
| Corriemoillie | Wind (onshore) | Wind (onshore) | 48.45 | 2017 | Scotland
| Dorenell | Wind (onshore) | Wind (onshore) | 177 | 2019 | Scotland
| Fallago Rig | Wind (onshore) | Wind (onshore) | 144 | 2013 | Scotland
| Green Rigg | Wind (onshore) | Wind (onshore) | 36 | 2012 | North East
| Longpark | Wind (onshore) | Wind (onshore) | 38 | 2009 | Scotland
| Red Tile | Wind (onshore) | Wind (onshore) | 24 | 2007 | East England
| Rusholme | Wind (onshore) | Wind (onshore) | 24 | 2010 | Yorkshire and Humber
| Sites with capacity < 20 MW | Wind (onshore) | Wind (onshore) | 210.19
Eneco Wind UK | Burn of Whilk | Wind (onshore) | Wind (onshore) | 22.5 | 2015 | Scotland
| Lochluichart | Wind (onshore) | Wind (onshore) | 69 | 2013 | Scotland
| Moy | Wind (onshore) | Wind (onshore) | 60 | 2016 | Scotland
| Twinshiels | Wind (onshore) | Wind (onshore) | 25 | 2014 | Scotland
| Sites with capacity < 20 MW | Wind (onshore) | Wind (onshore) | 17.5
| Sites with capacity < 20 MW | Solar | Solar | 5
Energy Capital Partners | Indian Queens | Diesel/gas oil | OCGT | 140 | 1996 | South West
| Saltend * | Natural gas | CCGT | 1200 | 2000 | Yorkshire and Humber
For footnotes see end of section
5.11 Power Stations in the United Kingdom
(operational at the end of May 2019)(1) (continued)
Company Name | Station Name | Fuel | Technology | Installed Capacity (MW) | Year of commission or year generation began | Location Scotland, Wales, Northern Ireland or English region
Engie Power | Dinorwig | Pumped Storage | Pumped Storage | 1800 | 1984 | Wales
| Ffestiniog | Pumped Storage | Pumped Storage | 360 | 1963 | Wales
| Craigengelt (Scotia Wind) | Wind (onshore) | Wind (onshore) | 24 | 2010 | Scotland
| Sites with capacity < 20 MW | Wind (onshore) | Wind (onshore) | 66.185
| Sites with capacity < 20 MW | Solar | Solar | 4.9944
EPR | Ely | Biomass (straw) | Conventional Steam | 40 | 2001 | East England
| Eye Suffolk | Biomass (poultry litter, woodchip) | Conventional Steam | 14.316 | 1992 | East England
| Glanford | Biomass (meat and bone meal) | Conventional Steam | 16.7 | 1993 | Yorkshire and Humber
| Thetford | Biomass (litter, woodchip) | Conventional Steam | 41.5 | 1998 | East England
| Westfield | Biomass (poultry litter, waste wood) | Conventional Steam | 12.5 | 2000 | Scotland
EPUKi | Lynemouth | Biomass (wood pellets) | Conventional Steam | 420 | 2018 | North East | (5)
| Langage | Natural gas | CCGT | 905 | 2010 | South West
| South Humber Bank | Natural gas | CCGT | 1365 | 1997 | Yorkshire and Humber
ESB | Coolkeeragh GT | Diesel/gas oil | OCGT | 53 | 1970 | Northern Ireland
| Carrington | Natural gas | CCGT | 910 | 2016 | North West
| Coolkeeragh | Natural gas | CCGT | 413 | 2004 | Northern Ireland
| Corby | Natural gas | CCGT | 407 | 1994 | East Midlands
Falck Renewables | Assel Valley | Wind (onshore) | Wind (onshore) | 25 | 2016 | Scotland
| Auchrobert | Wind (onshore) | Wind (onshore) | 36 | 2017 | Scotland
| Ben Aketil | Wind (onshore) | Wind (onshore) | 27.6 | 2007 | Scotland
| Cambrian | Wind (onshore) | Wind (onshore) | 58.5 | 2005 | Wales
| Earlsburn | Wind (onshore) | Wind (onshore) | 35 | 2007 | Scotland
| Kilbraur | Wind (onshore) | Wind (onshore) | 67.5 | 2008 | Scotland
| Kingsburn | Wind (onshore) | Wind (onshore) | 22.5 | 2016 | Scotland
| Millennium | Wind (onshore) | Wind (onshore) | 65 | 2008 | Scotland
| West Browncastle | Wind (onshore) | Wind (onshore) | 30 | 2014 | Scotland
| Sites with capacity < 20 MW | Wind (onshore) | Wind (onshore) | 43.05
Fellside Heat and Power | Fellside CHP * | Natural gas | CCGT | 155 | 1995 | North West
Ferrybridge Mulitfuel Energy | Ferrybridge Multi-fuel | Waste (municipal solid waste) | Conventional Steam | 80 | 2015 | Yorkshire and Humber
Foresight Group | Shotwick | Solar | Solar | 72.2093 | 2016 | Wales
Fred Olsen Renewables | Brockloch Rig | Wind (onshore) | Wind (onshore) | 61.5 | 2017 | Scotland
| Brockloch Rig 1 | Wind (onshore) | Wind (onshore) | 21.6 | 1996 | Scotland
| Crystal Rig | Wind (onshore) | Wind (onshore) | 62.5 | 2003 | Scotland
| Crystal Rig II | Wind (onshore) | Wind (onshore) | 138 | 2003 | Scotland
| Mid Hill | Wind (onshore) | Wind (onshore) | 75.9 | 2013 | Scotland
| Pauls Hill | Wind (onshore) | Wind (onshore) | 64.4 | 2005 | Scotland
| Rothes | Wind (onshore) | Wind (onshore) | 50.6 | 2004 | Scotland
| Rothes II | Wind (onshore) | Wind (onshore) | 41.4 | 2013 | Scotland
| Sites with capacity < 20 MW | Wind (onshore) | Wind (onshore) | 13.8
Greencoat Capital | Bann Road | Solar | Solar | 45.75 | 2017 | Northern Ireland
| Coltishall 1 | Solar | Solar | 33.68 | 2015 | East England
| Eveley | Solar | Solar | 49.3277 | 2016 | South East
| Braes of Doune | Wind (onshore) | Wind (onshore) | 72 | 2007 | Scotland
| Brockaghboy | Wind (onshore) | Wind (onshore) | 47.5 | 2017 | Northern Ireland
| Drone Hill | Wind (onshore) | Wind (onshore) | 28.6 | 2012 | Scotland
| Maerdy | Wind (onshore) | Wind (onshore) | 24 | 2013 | Wales
| North Rhins | Wind (onshore) | Wind (onshore) | 22 | 2009 | Scotland
| Screggagh | Wind (onshore) | Wind (onshore) | 20 | 2011 | Northern Ireland
| Sixpenny Wood | Wind (onshore) | Wind (onshore) | 20.5 | 2013 | Yorkshire and Humber
| Slieve Divena | Wind (onshore) | Wind (onshore) | 30 | 2009 | Northern Ireland
| Stroupster | Wind (onshore) | Wind (onshore) | 29.9 | 2015 | Scotland
| Tappaghan | Wind (onshore) | Wind (onshore) | 28.5 | 2005 | Northern Ireland
| Sites with capacity < 20 MW | Solar | Solar | 388.7199
| Sites with capacity < 20 MW | Wind (onshore) | Wind (onshore) | 111.56
Intergen | Coryton | Natural gas | CCGT | 800 | 2002 | East England
| Rocksavage | Natural gas | CCGT | 810 | 1998 | North West
| Spalding | Natural gas | CCGT | 950 | 2004 | East Midlands
John Laing Environmental Asset Group | Dungavel | Wind (onshore) | Wind (onshore) | 26 | 2015 | Scotland
| Hall Farm | Wind (onshore) | Wind (onshore) | 24 | 2013 | Yorkshire and Humber
| Llynfi Afan | Wind (onshore) | Wind (onshore) | 25.26 | 2017 | Wales
| Sites with capacity < 20 MW | Wind (onshore) | Wind (onshore) | 91.36
Lightsource BP | Bury Lane | Solar | Solar | 22.2159 | 2014 | East England
| Crundale | Solar | Solar | 43.6643 | 2015 | Wales
| Exning | Solar | Solar | 30.2762 | 2015 | East England
| Fareham | Solar | Solar | 20.508 | 2014 | South East
| Hill House Farm | Solar | Solar | 28.3118 | 2015 | South West
| Maghaberry | Solar | Solar | 27.099 | 2018 | Northern Ireland
| South Creake | Solar | Solar | 26 | 2016 | East England
| Sites with capacity < 20 MW | Solar | Solar | 577.2359
LondonEnergy | Edmonton | Waste (municipal solid waste) | Conventional Steam | 50 | 1970 | London
Magnox Electric | Maentwrog | Hydro | Hydro | 35.3 | 1928 | Wales
Marchwood Power | Marchwood | Natural gas | CCGT | 898 | 2009 | South East
For footnotes see end of section
5.11 Power Stations in the United Kingdom
(operational at the end of May 2019)(1) (continued)
Company Name | Station Name | Fuel | Technology | Installed Capacity (MW) | Year of commission or year generation began | Location Scotland, Wales, Northern Ireland or English region
Octopus Investments | Abbots Ripton | Solar | Solar | 24.6672 | 2014 | East England
| Ermine Street | Solar | Solar | 32.4494 | 2014 | East Midlands
| Melbourn Muncey Farm | Solar | Solar | 30.9417 | 2015 | East England
| Pitchford | Solar | Solar | 21.008 | 2015 | West Midlands
| Waterloo Farm 1 & 2 | Solar | Solar | 28.668 | 2015 | East England
| Sites with capacity < 20 MW | Solar | Solar | 852.3964
Orsted | Barrow | Wind (offshore) | Wind (offshore) | 90 | 2006 | North West
| Burbo | Wind (offshore) | Wind (offshore) | 90 | 2008 | North West
| Burbo Extension | Wind (offshore) | Wind (offshore) | 259 | 2016 | North West
| Gunfleet Sands 1 & 2 | Wind (offshore) | Wind (offshore) | 172.8 | 2010 | East England
| Hornsea 1 | Wind (offshore) | Wind (offshore) | 546 | 2019 | Yorkshire and Humber | (6)
| Lincs | Wind (offshore) | Wind (offshore) | 270 | 2013 | East Midlands
| Race Bank | Wind (offshore) | Wind (offshore) | 573 | 2018 | East England
| Walney 1 & 2 | Wind (offshore) | Wind (offshore) | 368 | 2011 | North West
| Walney 3 | Wind (offshore) | Wind (offshore) | 330 | 2017 | North West
| Walney 4 | Wind (offshore) | Wind (offshore) | 329 | 2018 | North West
| West of Duddon Sands | Wind (offshore) | Wind (offshore) | 388.8 | 2014 | North West
| Westermost Rough | Wind (offshore) | Wind (offshore) | 210 | 2015 | Yorkshire and Humber
| Sites with capacity < 20 MW | Wind (offshore) | Wind (offshore) | 12
Peel Energy | Frodsham | Wind (onshore) | Wind (onshore) | 50.35 | 2017 | North West
| Sites with capacity < 20 MW | Wind (onshore) | Wind (onshore) | 11.2
Pennant Walters | Maesgwyn | Wind (onshore) | Wind (onshore) | 26 | 2011 | Wales
| Mynydd Bwllfa | Wind (onshore) | Wind (onshore) | 22.5 | 2015 | Wales
| Pant y Wal | Wind (onshore) | Wind (onshore) | 47.5 | 2013 | Wales
| Pant y Wal Extension (Mynnyd Yr Aber Substation) | Wind (onshore) | Wind (onshore) | 20 | 2017 | Wales
| Sites with capacity < 20 MW | Solar | Solar | 3.7
| Sites with capacity < 20 MW | Wind (onshore) | Wind (onshore) | 2.5
REG WindPower | Chalgrove | Solar | Solar | 21.3404 | 2015 | South East
| Glens of Foudland | Wind (onshore) | Wind (onshore) | 26.71 | 2009 | Scotland
| Tormywheel | Wind (onshore) | Wind (onshore) | 37.45 | 2017 | Scotland
| Sites with capacity < 20 MW | Wind (onshore) | Wind (onshore) | 151.4794
| Sites with capacity < 20 MW | Solar | Solar | 108.2341
Renewable Energy Solutions Services | Sites with capacity < 20 MW | Solar | Solar | 9.5496
RES Group | Egmere | Solar | Solar | 21 | 2014 | East England
| Parley | Solar | Solar | 24.2148 | 2014 | South West
| Altahullion | Wind (onshore) | Wind (onshore) | 26 | 2003 | Northern Ireland
| Black Hill | Wind (onshore) | Wind (onshore) | 30.1 | 2007 | Scotland
| Castle Craig | Wind (onshore) | Wind (onshore) | 25 | 2018 | Northern Ireland
| Freasdail | Wind (onshore) | Wind (onshore) | 22.5 | 2017 | Scotland
| Garreg Llwyd | Wind (onshore) | Wind (onshore) | 30.4 | 2017 | Wales
| Glenchamber | Wind (onshore) | Wind (onshore) | 25.3 | 2016 | Scotland
| Gruig | Wind (onshore) | Wind (onshore) | 25 | 2009 | Northern Ireland
| Hill of Towie | Wind (onshore) | Wind (onshore) | 48.3 | 2012 | Scotland
| Kelburn | Wind (onshore) | Wind (onshore) | 28 | 2012 | Scotland
| Minnygap | Wind (onshore) | Wind (onshore) | 25 | 2017 | Scotland
| Penmanshiel | Wind (onshore) | Wind (onshore) | 28.7 | 2016 | Scotland
| Wadlow | Wind (onshore) | Wind (onshore) | 26 | 2012 | East England
| Wryde Croft | Wind (onshore) | Wind (onshore) | 26 | 2016 | East England
| Sites with capacity < 20 MW | Wind (onshore) | Wind (onshore) | 202.18
| Sites with capacity < 20 MW | Solar | Solar | 60.7478
Riverside Resource Recovery | Riverside | Waste (municipal solid waste) | Conventional Steam | 80 | 2011 | London
RWE Npower | Markinch CHP * | Biomass (recycled wood, virgin wood) | Conventional Steam | 65 | 2014 | Scotland
| Aberthaw B | Coal | Conventional Steam | 1559 | 1971 | Wales
| Aberthaw GT | Diesel/gas oil | OCGT | 51 | 1971 | Wales
| Cowes | Diesel/gas oil | OCGT | 140 | 1982 | South East
| Didcot GT | Diesel/gas oil | OCGT | 100 | 1972 | South East
| Little Barford GT | Diesel/gas oil | OCGT | 17 | 2006 | East England
| Didcot B | Natural gas | CCGT | 1450 | 1998 | South East
| Great Yarmouth | Natural gas | CCGT | 420 | 2001 | East England
| Little Barford | Natural gas | CCGT | 723 | 1995 | East England
| Pembroke | Natural gas | CCGT | 2199 | 2012 | Wales
| Staythorpe C | Natural gas | CCGT | 1772 | 2010 | East Midlands
| Galloper | Wind (offshore) | Wind (offshore) | 352.8 | 2017 | East England
| Gwynt y Mor | Wind (offshore) | Wind (offshore) | 576 | 2013 | Wales
| North Hoyle | Wind (offshore) | Wind (offshore) | 60 | 2004 | Wales
| Rhyl Flats | Wind (offshore) | Wind (offshore) | 90 | 2009 | Wales
| Bad a Cheo | Wind (onshore) | Wind (onshore) | 26.65 | 2018 | Scotland
| Bradwell | Wind (onshore) | Wind (onshore) | 20.5 | 2013 | East England
| Brechfa Forest West | Wind (onshore) | Wind (onshore) | 57.4 | 2018 | Wales
| Goole Fields A | Wind (onshore) | Wind (onshore) | 33 | 2013 | Yorkshire and Humber
| Goole Fields B | Wind (onshore) | Wind (onshore) | 34.85 | 2016 | Yorkshire and Humber
| Little Cheyne Court | Wind (onshore) | Wind (onshore) | 59.8 | 2008 | South East
| Middlemoor | Wind (onshore) | Wind (onshore) | 54 | 2013 | North East
| Mynydd y Gwair | Wind (onshore) | Wind (onshore) | 32.8 | 2019 | Wales
| Novar 2 | Wind (onshore) | Wind (onshore) | 36.8 | 2012 | Scotland
| Sites with capacity < 20 MW | Wind (onshore) | Wind (onshore) | 100.6
| Sites with capacity < 20 MW | Hydro | Hydro | 81.783
Scira Offshore Energy | Dudgeon 1 | Wind (offshore) | Wind (offshore) | 108 | 2017 | East England
| Dudgeon 2 | Wind (offshore) | Wind (offshore) | 90 | 2017 | East England
| Dudgeon 3 | Wind (offshore) | Wind (offshore) | 102 | 2017 | East England
| Dudgeon 4 | Wind (offshore) | Wind (offshore) | 102 | 2017 | East England
| Hywind 1 | Wind (offshore) | Wind (offshore) | 30 | 2017 | Scotland
| Sheringham Shoal 1 | Wind (offshore) | Wind (offshore) | 158.4 | 2012 | East England
| Sheringham Shoal 2 | Wind (offshore) | Wind (offshore) | 158.4 | 2012 | East England
For footnotes see end of section
5.11 Power Stations in the United Kingdom
(operational at the end of May 2019)(1) (continued)
Company Name | Station Name | Fuel | Technology | Installed Capacity (MW) | Year of commission or year generation began | Location Scotland, Wales, Northern Ireland or English region
Scottish Power | Arecleoch | Wind (onshore) | Wind (onshore) | 120 | 2010 | Scotland
| Beinn an Tuirc I | Wind (onshore) | Wind (onshore) | 29.7 | 2002 | Scotland
| Beinn an Tuirc II | Wind (onshore) | Wind (onshore) | 43.7 | 2012 | Scotland
| Beinn Tharsuinn | Wind (onshore) | Wind (onshore) | 29.75 | 2005 | Scotland
| Black Law | Wind (onshore) | Wind (onshore) | 124.2 | 2005 | Scotland
| Black Law II | Wind (onshore) | Wind (onshore) | 63.43 | 2016 | Scotland
| Carland Cross RP | Wind (onshore) | Wind (onshore) | 20 | 2013 | South West
| Cruach Mhor | Wind (onshore) | Wind (onshore) | 29.75 | 2004 | Scotland
| Dersalloch | Wind (onshore) | Wind (onshore) | 69 | 2016 | Scotland
| Dun Law II | Wind (onshore) | Wind (onshore) | 29.75 | 2009 | Scotland
| Ewe Hill II | Wind (onshore) | Wind (onshore) | 36.8 | 2017 | Scotland
| Glenapp | Wind (onshore) | Wind (onshore) | 22 | 2017 | Scotland
| Green Knowes | Wind (onshore) | Wind (onshore) | 27 | 2008 | Scotland
| Hagshaw Hill II | Wind (onshore) | Wind (onshore) | 26 | 2008 | Scotland
| Hare Hill II | Wind (onshore) | Wind (onshore) | 29.75 | 2016 | Scotland
| Harestanes | Wind (onshore) | Wind (onshore) | 136 | 2013 | Scotland
| Kilgallioch | Wind (onshore) | Wind (onshore) | 239 | 2016 | Scotland
| Lynemouth | Wind (onshore) | Wind (onshore) | 26 | 2012 | North East
| Mark Hill | Wind (onshore) | Wind (onshore) | 56 | 2011 | Scotland
| Penrhyddlan & Llidiartywaun | Wind (onshore) | Wind (onshore) | 30.6 | 1993 | Wales
| Whitelee | Wind (onshore) | Wind (onshore) | 322 | 2007 | Scotland
| Whitelee II | Wind (onshore) | Wind (onshore) | 217.02 | 2012 | Scotland
| Sites with capacity < 20 MW | Wind (onshore) | Wind (onshore) | 178.89
Seabank Power | Seabank | Natural gas | CCGT | 1234 | 2000 | South West
Sembcorp Utilities | Wilton 10 * | Biomass (virgin wood) | Conventional Steam | 33.276 | 2007 | North East
| Wilton GT * | Natural gas | Conventional Steam | 120 | 1952 | North East
| Wilton 11 EfW | Waste (municipal solid waste) | Conventional Steam | 49 | 2016 | North East
SSE | Slough Heat & Power * | Biomass (recycled wood) | Conventional Steam | 35 | 1918 | South East
| Fiddler’s Ferry | Coal | Conventional Steam | 1961 | 1971 | North West
| Arnish | Diesel/gas oil | OCGT | 10 | 2000 | Scotland
| Barra | Diesel/gas oil | OCGT | 2.5 | 1986 | Scotland
| Bowmore | Diesel/gas oil | OCGT | 6 | 1946 | Scotland
| Fiddler’s Ferry GT | Diesel/gas oil | OCGT | 35 | 1971 | North West
| Five Oaks | Diesel/gas oil | OCGT | 9 | 1995 | South East
| Keadby GT | Diesel/gas oil | OCGT | 25 | 1994 | Yorkshire and Humber
| Kirkwall | Diesel/gas oil | OCGT | 16 | 1952 | Scotland
| Lerwick | Diesel/gas oil | OCGT | 67 | 1953 | Scotland
| Loch Carnan, South Uist | Diesel/gas oil | OCGT | 11 | 1972 | Scotland
| Stornoway | Diesel/gas oil | OCGT | 23 | 1952 | Scotland
| Thatcham | Diesel/gas oil | OCGT | 9 | 1994 | South East
| Tiree | Diesel/gas oil | OCGT | 2.5 | 1953 | Scotland
| Aigas | Hydro | Hydro | 20 | 1962 | Scotland
| Ceannacroc (plus Comp Set) | Hydro | Hydro | 20 | 1956 | Scotland
| Clachan | Hydro | Hydro | 40 | 1955 | Scotland
| Clunie | Hydro | Hydro | 61.2 | 1950 | Scotland
| Deanie | Hydro | Hydro | 38 | 1963 | Scotland
| Errochty | Hydro | Hydro | 75 | 1955 | Scotland
| Fasnakyle | Hydro | Hydro | 69 | 1951 | Scotland
| Glendoe | Hydro | Hydro | 100 | 2008 | Scotland
| Glenmoriston | Hydro | Hydro | 37 | 1957 | Scotland
| Inverawe | Hydro | Hydro | 25 | 1963 | Scotland
| Kilmorack | Hydro | Hydro | 20 | 1962 | Scotland
| Lochay | Hydro | Hydro | 46 | 1958 | Scotland
| Luichart | Hydro | Hydro | 34 | 1954 | Scotland
| Rannoch | Hydro | Hydro | 45 | 1930 | Scotland
| Sloy | Hydro | Hydro | 152.5 | 1950 | Scotland
| Tummel | Hydro | Hydro | 34 | 1933 | Scotland
| Foyers | Hydro / pumped storage | Hydro / pumped storage | 300 | 1974 | Scotland
| Burghfield | Natural gas | OCGT | 50 | 1998 | South East
| Chickerell | Natural gas | OCGT | 50 | 1998 | South West
| Chippenham | Natural gas | OCGT | 10.07 | 2002 | South West
| Keadby | Natural gas | CCGT | 735 | 1994 | Yorkshire and Humber
| Medway | Natural gas | CCGT | 755 | 1995 | South East
| Peterhead | Natural gas | CCGT | 1180 | 1980 | Scotland | (3)
| Pilkington - Greengate * | Natural Gas | OCGT | 10 | 1998 | North West
| Barkip | Waste (anaerobic digestion) | Conventional Steam | 2.126 | 2011 | Scotland
| Beatrice | Wind (offshore) | Wind (offshore) | 273 | 2018 | Scotland
| Greater Gabbard | Wind (offshore) | Wind (offshore) | 504 | 2011 | East England
| Achany Windfarm | Wind (onshore) | Wind (onshore) | 38 | 2010 | Scotland
| Artfield Fell | Wind (onshore) | Wind (onshore) | 28.6 | 2005 | Scotland
| Bhlaraidh | Wind (onshore) | Wind (onshore) | 108 | 2017 | Scotland
| Clyde (Central) | Wind (onshore) | Wind (onshore) | 195.9 | 2011 | Scotland
| Clyde (North) | Wind (onshore) | Wind (onshore) | 197.7 | 2012 | Scotland
| Clyde (South) | Wind (onshore) | Wind (onshore) | 128.8 | 2011 | Scotland
| Drumderg | Wind (onshore) | Wind (onshore) | 32 | 2008 | Scotland
| Dunmaglass | Wind (onshore) | Wind (onshore) | 94.05 | 2016 | Scotland
| Fairburn | Wind (onshore) | Wind (onshore) | 40 | 2009 | Scotland
| Gordonbush | Wind (onshore) | Wind (onshore) | 70 | 2011 | Scotland
| Griffin | Wind (onshore) | Wind (onshore) | 188.6 | 2011 | Scotland
| Hadyard Hill | Wind (onshore) | Wind (onshore) | 119.8 | 2005 | Scotland
| Keadby | Wind (onshore) | Wind (onshore) | 68 | 2013 | Yorkshire and Humber
| Slieve Kirk | Wind (onshore) | Wind (onshore) | 73.6 | 2011 | Northern Ireland
| Strathy North | Wind (onshore) | Wind (onshore) | 66 | 2015 | Scotland
| Stronelairg | Wind (onshore) | Wind (onshore) | 227.7 | 2018 | Scotland
| Tievenameenta | Wind (onshore) | Wind (onshore) | 34.5 | 2016 | Northern Ireland
| Toddleburn | Wind (onshore) | Wind (onshore) | 27.6 | 2010 | Scotland
| Sites with capacity < 20 MW | Hydro | Hydro | 345.893
| Sites with capacity < 20 MW | Wind (onshore) | Wind (onshore) | 64.32
| Sites with capacity < 20 MW | Solar | Solar | 1.0472
Statkraft | Rheidol Hydro Scheme Gen 2 | Hydro | Hydro | 20.5 | 1962 | Wales
| Rheidol Hydro Scheme Gen 3 | Hydro | Hydro | 20.5 | 1962 | Wales
| Alltwalis | Wind (onshore) | Wind (onshore) | 23 | 2009 | Wales
| Andershaw | Wind (onshore) | Wind (onshore) | 35 | 2017 | Scotland
| Baillie | Wind (onshore) | Wind (onshore) | 52.5 | 2013 | Scotland
| Berry Burn | Wind (onshore) | Wind (onshore) | 67 | 2014 | Scotland
| Sites with capacity < 20 MW | Hydro | Hydro | 14.975
Temporis Capital | Biggleswade | Wind (onshore) | Wind (onshore) | 20 | 2013 | East England
| Blackcraig | Wind (onshore) | Wind (onshore) | 52.9 | 2018 | Scotland
| Sites with capacity < 20 MW | Wind (onshore) | Wind (onshore) | 102.3
| Sites with capacity < 20 MW | Hydro | Hydro | 4.886
For footnotes see end of section
5.11 Power Stations in the United Kingdom
(operational at the end of May 2019)(1) (continued)
Company Name | Station Name | Fuel | Technology | Installed Capacity (MW) | Year of commission or year generation began | Location Scotland, Wales, Northern Ireland or English region
Third Energy UK Gas | Knapton | Sour gas | OCGT | 42 | 1995 | Yorkshire and Humber
Toucan Energy Services | Grange Farm | Solar | Solar | 21.098 | 2014 | South West
| Lisburn | Solar | Solar | 20.5 | 2017 | Northern Ireland
| Morton | Solar | Solar | 28.0954 | 2015 | East Midlands
| Stowbridge | Solar | Solar | 24.3232 | 2014 | East England
| Swindon | Solar | Solar | 60.8926 | 2016 | South West
| Sites with capacity < 20 MW | Solar | Solar | 332.5111
Uniper UK | Ratcliffe | Coal | Conventional Steam | 2021 | 1967 | East Midlands
| Grain GT | Diesel/gas oil | OCGT | 56 | 1978 | South East
| Ratcliffe GT | Diesel/gas oil | OCGT | 34 | 1967 | East Midlands
| Taylor's Lane GT | Diesel/gas oil | OCGT | 144 | 1979 | London
| Cottam Development Centre | Natural gas | CCGT | 445 | 1998 | East Midlands
| Enfield | Natural gas | CCGT | 408 | 1999 | London
| Grain CHP * | Natural gas | CCGT | 1517 | 2011 | South East
| Killingholme | Natural gas | OCGT | 600 | 1992 | Yorkshire and Humber
| Connahs Quay | Sour gas | CCGT | 1380 | 1996 | Wales
Vattenfall | Aberdeen | Wind (offshore) | Wind (offshore) | 96.8 | 2018 | Scotland
| Kentish Flats | Wind (offshore) | Wind (offshore) | 90 | 2005 | South East
| Kentish Flats Extension | Wind (offshore) | Wind (offshore) | 49.5 | 2015 | South East
| Ormonde | Wind (offshore) | Wind (offshore) | 150 | 2011 | North West
| Thanet | Wind (offshore) | Wind (offshore) | 300 | 2010 | South East
| Clashindarroch | Wind (onshore) | Wind (onshore) | 36.9 | 2015 | Scotland
| Edinbane | Wind (onshore) | Wind (onshore) | 41.4 | 2009 | Scotland
| Pen Y Cymoedd | Wind (onshore) | Wind (onshore) | 228 | 2016 | Wales
| Ray | Wind (onshore) | Wind (onshore) | 54.4 | 2017 | North East
| Swinford | Wind (onshore) | Wind (onshore) | 22 | 2012 | East Midlands
| Sites with capacity < 20 MW | Wind (onshore) | Wind (onshore) | 8.4
| Sites with capacity < 20 MW | Solar | Solar | 4.9
Venitent Energy Services | A'Chruach | Wind (onshore) | Wind (onshore) | 42.6 | 2016 | Scotland
| Ardrossan | Wind (onshore) | Wind (onshore) | 30 | 2004 | Scotland
| Carno | Wind (onshore) | Wind (onshore) | 33.6 | 1996 | Wales
| Causeymire | Wind (onshore) | Wind (onshore) | 48.3 | 2005 | Scotland
| Dalswinton | Wind (onshore) | Wind (onshore) | 30 | 2008 | Scotland
| Farr | Wind (onshore) | Wind (onshore) | 92 | 2006 | Scotland
| Ffynnon Oer | Wind (onshore) | Wind (onshore) | 32 | 2006 | Wales
| Galawhistle | Wind (onshore) | Wind (onshore) | 55.2 | 2017 | Scotland
| Glenkerie | Wind (onshore) | Wind (onshore) | 22 | 2012 | Scotland
| Lissett Airfield | Wind (onshore) | Wind (onshore) | 29.95 | 2009 | Yorkshire and Humber
| Llyn Alaw | Wind (onshore) | Wind (onshore) | 20.4 | 1997 | Wales
| Minsca | Wind (onshore) | Wind (onshore) | 36.8 | 2008 | Scotland
| Sites with capacity < 20 MW | Wind (onshore) | Wind (onshore) | 204.06
Veolia | SELCHP ERF * | Waste (municipal solid waste) | Conventional Steam | 35 | 1994 | London
Viridor Waste Management | Ardley EfW | Waste (municipal solid waste) | Conventional Steam | 26 | 2014 | South East
| Bolton EfW | Waste (municipal solid waste) | Conventional Steam | 8 | 1971 | North West
| Cardiff EfW | Waste (municipal solid waste) | Conventional Steam | 30 | 2014 | Wales
| Exeter EfW | Waste (municipal solid waste) | Conventional Steam | 3.5 | 2014 | South West
| Lakeside EfW | Waste (municipal solid waste) | Conventional Steam | 37 | 2010 | South West
| Peterborough EfW | Waste (municipal solid waste) | Conventional Steam | 7.3 | 2016 | East Midlands
| Runcorn EfW | Waste (municipal solid waste) | Conventional Steam | 91 | 2014 | North West
Vitol | VPI Immingham * | Natural gas | CCGT | 1252 | 2004 | Yorkshire and Humber
Wise Energy | Sites with capacity < 20 MW | Solar | Solar | 66.8286
WPO | Airies | Wind (onshore) | Wind (onshore) | 39.9 | 2017 | Scotland
| Corriegarth | Wind (onshore) | Wind (onshore) | 69 | 2017 | Scotland
| Middlewick | Wind (onshore) | Wind (onshore) | 20.7 | 2014 | East England
| Scout Moor | Wind (onshore) | Wind (onshore) | 65 | 2008 | North West
| Tir Mostyn & Foel Goch | Wind (onshore) | Wind (onshore) | 21.25 | 2005 | Wales
| Sites with capacity < 20 MW | Wind (onshore) | Wind (onshore) | 160.15
XceCo | Inner Dowsing | Wind (offshore) | Wind (offshore) | 97.2 | 2008 | East Midlands
| Lynn | Wind (offshore) | Wind (offshore) | 97.2 | 2008 | East Midlands
|  | Total MPP coal |  | 11420
|  | Total MPP natural gas |  | 30396.07
|  | Total MPP sour gas |  | 1422
|  | Total MPP diesel/gas oil |  | 1357.5
|  | Total MPP nuclear |  | 9314
|  | Total MPP biomass |  | 3398.292
|  | Total MPP waste |  | 498.926
|  | Total MPP hydro |  | 1465.537
|  | Total MPP pumped storage |  | 2600
|  | Total MPP mixed hydro |  | 300
|  | Total MPP wind (onshore) |  | 10088.4694
|  | Total MPP wind (offshore) |  | 8714.9
|  | Total MPP solar |  | 3819.9973
|  | Total MPP |  | 84795.6917 |  |  | (7)
For footnotes see end of section
Other generators
|  | Other generators coal |  | 21.85 |  |  | (8)
|  | Other generators oil |  | 67.1 |  |  | (8)
|  | Other generators natural gas |  | 2828.38 |  |  | (8)
|  | Other generators biomass and waste |  | 3754.95
|  | Other generators hydro |  | 1878.34
|  | Other generators wind (onshore) |  | 3663.81
|  | Other generators wind (offshore) |  | 47.6
|  | Other generators solar |  | 9300.64
|  | Other generators wave and tidal |  | 20.4
|  | Other generators other fuels |  | 565.74 |  |  | (8, 9)
|  | Total other generators |  | 22148.82 |  |  | (8)
For footnotes see end of section
5.11 Power Stations in the United Kingdom
(operational at the end of May 2019)(1) (continued)
Interconnectors
|  |  |  | Capacity (MW) | Year of first operation
England - France |  |  |  | 2000 | 1986
England - Netherlands |  |  |  | 1000 | 2011
England - Belgium |  |  |  | 1000 | 2019 |  | (10)
Scotland - Northern Ireland |  |  |  | 500 | 2002
Wales - Irish Republic |  |  |  | 500 | 2012
Northern Ireland - Irish Republic |  |  |  | 540 | 1996 |  | (11, 12)
Footnotes
(1) This list covers stations owned or operated by Major Power Producers; the capacity of 'other generators' is included in the sub-table underneath Table 5.11. Please note that non-thermal renewable Major Power Producer sites with a capacity of less than 20 MW are aggregated for each company in this table. A full version of the table is available on the 'Database' tab.
(2) Previously operated as Combined Cycle Gas Turbines but these stations now operate as Open Cycle Gas Turbines.
(3) Total capacity is 1,840 MW but because of transmission constraints only 1,180 MW can be used at any one time.
(4) Sold to Drax Power from Scottish Power on 1st January 2019.
(5) Completed conversion from coal to biomass in March 2018.
(6) Since opening in February 2019, the capacity has been increasing as more of the site comes online. The capacity at the end of May 2019 was 546 MW, however the site is expected to eventually reach a capacity of 1200 MW.
(7) Note that these MPP totals include some sites that are operated by MPPs but are not included in the MPP survey. These sites can be filtered out on the 'Database' tab.
(8) The capacities of 'other generators' for coal, oil , natural gas and other fuels are Declared Net Capacities (DNC) rather than installed capacities.
(9) The main 'other fuels' included are coke oven gas, blast furnace gas and waste products from chemical processes.
(10) The UK-Belgium ‘Nemo Link’ interconnector began commissioning in mid-December 2018 and became fully operational on 31st January 2019.
(11) This is made up of a main interconnector, which is usually restricted to a capacity of 300 MW in either direction, and two standby interconnectors, which each have a capacity of 120 MW.
(12) The interconnector was initially built in 1970 but was damaged in 1975 and did not come back into operation until 1996.
* indicates CHP plant

## DUKES 2018
5.11 Power Stations in the United Kingdom
(operational at the end of May 2018)(1)
Company Name | Station Name | Fuel | Installed Capacity (MW) | Year of commission or year generation began | Location Scotland, Wales, Northern Ireland or English region
AES | Ballylumford B | Gas | 540 | 1968 | Northern Ireland
| Ballylumford B OCGT | Gas oil | 116 | 1968 | Northern Ireland
| Ballylumford C | CCGT | 616 | 2003 | Northern Ireland
| Kilroot OCGT | Gas oil | 142 | 1981 | Northern Ireland
| Kilroot | Coal/oil | 560 | 1981 | Northern Ireland
Blue energy | Beinneun Wind Farm | Wind | 108.8 | 2017 | Scotland
| Cour Wind Farm | Wind | 20.5 | 2016 | Scotland
British Solar Renewables | Bradenstoke Solar Park | Solar | 69.7884 | 2015 | South West
Calon energy (formerly MPF operations) | Sutton Bridge | CCGT | 819 | 1999 | East Midlands
| Baglan Bay CCGT | CCGT | 520 | 2002 | Wales
| Severn Power | CCGT | 850 | 2010 | Wales
| Baglan Bay OCGT | OCGT | 32.3 | 2002 | Wales
Centrica | Peterborough | CCGT | 360 | 1993 | East England | (2)
| Glanford Brigg | CCGT | 150 | 1993 | Yorkshire & Humber | (2)
| Barry | CCGT | 235 | 1998 | Wales | (2)
Corby Power Ltd | Corby | CCGT | 401 | 1993 | East Midlands
Cubico Sustainable Investments Limited | Broxted Solar Park | Solar | 31.59 | 2014 | Eastern
| Owl's Hatch Solar Park | Solar | 51.9376 | 2015 | South East
Drax Power Ltd | Drax - coal units | Coal | 1980 | 1974 | Yorkshire and the Humber
| Drax - biomass units | Biomass | 1980 | 1974 | Yorkshire and the Humber
| Drax GT | Gas oil | 75 | 1971 | Yorkshire and the Humber
E.On UK | Blackburn meadows * | Biomass | 33 | 2015 | Yorkshire & Humber
| Castleford | CCGT | 56 | 2002 | Yorkshire & Humber
| Sandbach | CCGT | 56 | 1999 | North West
| Steven's Croft * | Biomass | 50 | 2007 | Scotland
| Thornhill | CCGT | 50 | 1998 | Yorkshire & Humber
| Camster | Wind | 50 | 2013 | Scotland
| Humber Gateway | Wind (offshore) | 219 | 2015 | Yorkshire and Humber
| London Array | Wind (offshore) | 630 | 2013 | South East
| Robin Rigg East | Wind (offshore) | 90 | 2010 | Scotland
| Robin Rigg West | Wind (offshore) | 90 | 2010 | Scotland
| Rosehall | Wind | 25 | 2013 | Scotland
| Scroby Sands | Wind (offshore) | 60 | 2004 | Eastern
| Tween Bridge | Wind | 44 | 2012 | Yorkshire and Humber
| Rampion | Wind (offshore) | 182.85 | 2018 | South East
EDF Energy | Dungeness B | Nuclear | 1120 | 1983 | South East
| Hartlepool | Nuclear | 1207 | 1984 | North East
| Heysham 1 | Nuclear | 1179 | 1984 | North West
| Heysham 2 | Nuclear | 1254 | 1988 | North West
| Hinkley Point B | Nuclear | 1061 | 1976 | South West
| Sizewell B | Nuclear | 1216 | 1995 | East England
| Hunterston B | Nuclear | 1074 | 1976 | Scotland
| Torness | Nuclear | 1250 | 1988 | Scotland
| Cottam | Coal | 2008 | 1969 | West Midlands
| West Burton | Coal | 2012 | 1967 | West Midlands
| West Burton CCGT | CCGT | 1332 | 2012 | West Midlands
| Barkantine Heat & Power Company * | Gas | 1 | 2000 | London
| London Heat & Power Company * | Gas | 9 | 2000 | London
| West Burton GT | Gas oil | 40 | 1967 | East Midlands
EDF renewables | Beckburn | Wind | 31.1 | 2017 | North West
| Bicker Fen | Wind | 26 | 2008 | East Midlands
| Blyth | Wind (offshore) | 40 | 2017 | North East
| Burnfoot | Wind | 30.1 | 2010 | Scotland
| Burnhead Moss | Wind | 26 | 2015 | Scotland
| Corriemoillie | Wind | 47.5 | 2017 | Scotland
| Fallago Rig | Wind | 144 | 2013 | Scotland
| Green Rigg | Wind | 36 | 2012 | North East
| Longpark | Wind | 38 | 2009 | Scotland
| Red Tile | Wind | 24 | 2006 | Eastern
| Rusholme | Wind | 24 | 2010 | Yorkshire and Humber
| Teesside (offshore) | Wind (offshore) | 62 | 2013 | North East
Eggborough Power Ltd | Eggborough | Coal | 1960 | 1967 | Yorkshire & Humber
Eneco | Burn of Whilk | Wind | 22.5 | 2015 | Scotland
| Lochluichart | Wind | 69 | 2014 | Scotland
| Moy | Wind | 60 | 2016 | Scotland
| Twinshiels | Wind | 25 | 2015 | Scotland
ENGIE | Dinorwig | Pumped storage | 1800 | 1983 | Wales
| Ffestiniog | Pumped storage | 360 | 1961 | Wales
EPR | Eye Suffolk | Biomass | 14.3 | 1992 | East England
| Glanford | Meat & bone meal | 14 | 1993 | Yorkshire & Humber
| Thetford | Biomass | 41.5 | 1998 | East England
| Westfield | Biomass | 12.5 | 2000 | Scotland
| EPR Ely Ltd | Straw | 38 | 2001 | East England | (4)
EPUKi | South Humber Bank | CCGT | 1365 | 1996 | Yorkshire & Humber
| Langage | CCGT | 905 | 2010 | South West
ESB | Coolkeeragh | CCGT | 408 | 2005 | Northern Ireland
| Coolkeeragh OCGT | Gas oil | 53 | 2005 | Northern Ireland
| Carrington | CCGT | 910 | 2016 | North West
For footnotes see end of section
5.11 Power Stations in the United Kingdom
(operational at the end of May 2018)(1) (continued)
Company Name | Station Name | Fuel | Installed Capacity (MW) | Year of commission or year generation began | Location Scotland, Wales, Northern Ireland or English region
Falck renewables LTD | Assel Valley | Wind | 25 | 2016 | Scotland
| Auchrobert | Wind | 38.76 | 2017 | Scotland
| Ben Aketil | Wind | 27.6 | 2007 | Scotland
| Cambrian | Wind | 58.5 | 2016 | Wales
| Earlsburn | Wind | 37.5 | 2006 | Scotland
| Kilbraur | Wind | 67.5 | 2008 | Scotland
| Kingsburn | Wind | 22.5 | 2016 | Scotland
| Millennium | Wind | 65 | 2007 | Scotland
| West Browncastle | Wind | 30 | 2014 | Scotland
Foresight Group | Shotwick | Solar | 72.209 | 2017 | Wales
Fred Olsen | Brockloch Rig | Wind | 61.5 | 2017 | Scotland
| Crystal Rig | Wind | 62.5 | 2003 | Scotland
| Crystal Rig II | Wind | 138 | 2003 | Scotland
| Mid Hill | Wind | 75.9 | 2013 | Scotland
| Pauls Hill | Wind | 64.4 | 2005 | Scotland
| Rothes | Wind | 50.6 | 2004 | Scotland
| Rothes II | Wind | 41.4 | 2013 | Scotland
Greencoat | Braes of Doune Wind Farm | Wind | 72 | 2006 | Scotland
| Drone Hill | Wind | 28.6 | 2012 | Scotland
| Maerdy | Wind | 24 | 2012 | Wales
| North Rhins | Wind | 22 | 2010 | Scotland
| Sixpenny Wood | Wind | 20.5 | 2013 | Yorkshire and Humber
| Stroupster | Wind | 29.9 | 2015 | Scotland
| Tappaghan Wind Farm | Wind | 28.5 | 2004 | Northern Ireland
| Slieve Divena | Wind | 30 | 2009 | Northern Ireland
| Bann Road | Solar | 45.75 | 2017 | Northern Ireland
| Coltishall 1 | Solar | 33.68 | 2015 | Eastern
| Eveley | Solar | 49.3277 | 2016 | South East
Indian Queens Power Ltd | Indian Queens | Gas oil / kerosene | 140 | 1996 | South West
Infinis | Ardrossan | Wind | 30 | 2004 | Scotland
| A'Chruach | Wind | 42.6 | 2016 | Scotland
| Dalswinton | Wind | 30 | 2007 | Scotland
| Galawhistle | Wind | 55.2 | 2016 | Scotland
| Lissett | Wind | 29.95 | 2007 | Yorkshire and Humber
| Minsca | Wind | 36.8 | 2007 | Scotland
| Carno | Wind | 33.6 | 1997 | Wales
| Causeymire wind farm | Wind | 48.3 | 2004 | Scotland
| Farr wind farm ltd | Wind | 92 | 2005 | Scotland
| Fynnon Oer | Wind | 32 | 2006 | Wales
| Llyn Alaw | Wind | 20.4 | 1997 | Wales
| Windy Standard | Wind | 21.6 | 1996 | Scotland
Innogy renewables | Bradwell | Wind | 20.5 | 2013 | Eastern
| Galloper | Wind (offshore) | 33 | 2013 | Yorkshire and Humber
| Goole Fields 2 | Wind | 34.85 | 2016 | Yorkshire and Humber
| Gwynt-y-Mor | Wind (offshore) | 576 | 2013 | Wales
| Little Cheyne Court | Wind | 59.8 | 2008 | South East
| Middlemoor | Wind | 54 | 2013 | North East
| North Hoyle | Wind (offshore) | 60 | 2003 | Wales
| Novar2 | Wind | 36.8 | 2012 | Scotland
| Rhyl Flats | Wind (offshore) | 90 | 2009 | Wales
| Galloper Wind Farm | Wind (offshore) | 72 | 2017 | Eastern
Intergen | Rocksavage | CCGT | 810 | 1998 | North West
| Coryton | CCGT | 800 | 2001 | East England
| Spalding | CCGT | 880 | 2004 | East Midlands
Lark | Nixey Farm - Chalgrove - Solar Farm | Solar | 21.3404 | 2015 | South East
LightsourceBP | Bury Lane | Solar | 22.2159 | 2014 | Eastern
| Crundale | Solar | 43.6643 | 2014 | Wales
| Exning | Solar | 30.2762 | 2015 | Eastern
| Fareham | Solar | 20.508 | 2014 | South East
| Hill House Farm | Solar | 28.3118 | 2015 | South West
| South Creake | Solar | 26 | 2016 | Eastern
| Lough Road PV | Solar | 32.1256 | 2017 | Northern Ireland
Londonwaste Limited | Edmonton | Waste | 60 | 1970 | London
Magnox Ltd | Maentwrog | Hydro | 35.3 | 1928 | Wales
Marchwood Power Limited | Marchwood | CCGT | 920 | 2009 | South East
Multifuel energy ltd | Ferrybridge Multi-fuel | Waste | 79 | 2015 | Yorkshire & Humber
Octopus energy | Abbots Ripton | Solar | 24.6672 | 2014 | Eastern
| Ermine | Solar | 32.4494 | 2014 | East Midlands
| Melborn Muncey | Solar | 30.9417 | 2015 | Eastern
| Pitchford | Solar | 21.008 | 2015 | West Midlands
| Waterloo | Solar | 28.668 | 2015 | Eastern
Orsted | Barrow | Wind (offshore) | 90 | 2006 | North West
| Burbo Extension Offshore Windfarm | Wind (offshore) | 259 | 2017 | North West
| Burbo Offshore Windfarm | Wind (offshore) | 90 | 2007 | North West
| Gunfleet Sands 1 & 2 Ltd. | Wind (offshore) | 172.8 | 2010 | Eastern
| Lincs | Wind (offshore) | 270 | 2013 | East Midlands
| Race Bank | Wind (offshore) | 548.1 | 2018 | Eastern
| Walney 1 & 2 | Wind (offshore) | 368 | 2012 | North West
| Walney 3 | Wind (offshore) | 330 | 2017 | North West
| West of Duddon Sands | Wind (offshore) | 388.8 | 2014 | North West
| Westermost Rough | Wind (offshore) | 210 | 2014 | Yorkshire and Humber
Peel Energy Ltd | Frodsham Wind Farm Ltd | Wind | 50.35 | 2016 | North West
REG power | Glens of Foudland | Wind | 26 | 2005 | Scotland
For footnotes see end of section
5.11 Power Stations in the United Kingdom
(operational at the end of May 2018)(1) (continued)
Company Name | Station Name | Fuel | Installed Capacity (MW) | Year of commission or year generation began | Location Scotland, Wales, Northern Ireland or English region
Renewable energy systems | Gruig Wind Farm Limited | Wind | 25 | 2009 | Northern Ireland
| Altahullion Wind Farm (NI) | Wind | 26 | 2003 | Northern Ireland
| Black Hill Wind Farm (GB) | Wind | 28.6 | 2006 | Scotland
| Freasdail (GB) | Wind | 22.5 | 2017 | Scotland
| Garreg Llwyd (GB) | Wind | 30.4 | 2017 | Wales
| Glenchamber Wind Farm (GB) | Wind | 27.5 | 2016 | Scotland
| Hill of Towie Wind Farm (GB) | Wind | 48.3 | 2012 | Scotland
| Kelburn Wind Farm (GB) | Wind | 28 | 2012 | Scotland
| Minnygap (GB) | Wind | 25 | 2017 | Scotland
| Penmanshiel (GB) | Wind | 28.7 | 2016 | Scotland
| Wadlow Farm (GB) | Wind | 26 | 2012 | Eastern
| Wryde Croft Wind Farm (GB) | Wind | 26 | 2016 | Eastern
| Parley | Solar | 24.2148 | 2014 | South West
Riverside Resource Recovery Limited | Riverside - Energy from Waste | Waste | 80 | 2011 | London | (5)
Rockfire capital | Swindon Solar Farm | Solar | 60.8926 | 2016 | South West
RWE Generation SE | Aberthaw B | Coal | 1610 | 1971 | Wales
| Aberthaw GT | Gas oil | 51 | 1971 | Wales
| Cowes | Gas oil | 140 | 1982 | South East
| Didcot B | CCGT | 1550 | 1998 | South East
| Didcot GT | Gas oil | 100 | 1972 | South East
| Great Yarmouth | CCGT | 420 | 2001 | East England
| Little Barford | CCGT | 740 | 1995 | East England
| Little Barford GT | Gas oil | 17 | 2006 | East England
| Markinch CHP * | Biomass | 65 | 2014 | Scotland
| Pembroke | CCGT | 2199 | 2012 | Wales
| Staythorpe C | CCGT | 1772 | 2010 | East Midlands
Saltend Cogeneration Company Ltd | Saltend * | CCGT | 1200 | 2000 | Yorkshire & Humber
Scira Offshore Energy Ltd | Dudgeon BMU 1 | Wind (offshore) | 108 | 2017 | Eastern
| Dudgeon BMU 2 | Wind (offshore) | 90 | 2017 | Eastern
| Dudgeon BMU 3 | Wind (offshore) | 102 | 2017 | Eastern
| Dudgeon BMU 4 | Wind (offshore) | 102 | 2017 | Eastern
| Hywind BMU 1 | Wind (offshore) | 30 | 2017 | Scotland
| Sheringham Shoal BMU 1 | Wind (offshore) | 158 | 2012 | Eastern
| Sheringham Shoal BMU 2 | Wind (offshore) | 158 | 2017 | Eastern
Scottish power | Blackburn | CCGT | 59 | 2011 | North West
| Damhead Creek | CCGT | 805 | 2000 | South East
| Shoreham | CCGT | 420 | 2000 | South East
| Rye House | CCGT | 715 | 1993 | East England
| Arecleoch | Wind | 120 | 2010 | Scotland
| Beinn an Tuirc I | Wind | 29.7 | 2001 | Scotland
| Beinn an Tuirc II | Wind | 43.7 | 2002 | Scotland
| Beinn Tharsuinn | Wind | 29.75 | 2006 | Scotland
| Black Law | Wind | 124.2 | 2005 | Scotland
| Black Law II | Wind | 63.43 | 2017 | Scotland
| Cruach Mhor | Wind | 29.75 | 2004 | Scotland
| Dersalloch | Wind | 69 | 2016 | Scotland
| Dun Law II | Wind | 29.75 | 2009 | Scotland
| Ewe Hill II | Wind | 36.8 | 2017 | Scotland
| Glenapp | Wind | 22 | 2016 | Scotland
| Green Knowes | Wind | 27 | 2008 | Scotland
| Hagshaw Hill II | Wind | 26 | 1995 | Scotland
| Hare Hill II | Wind | 29.75 | 2016 | Scotland
| Harestanes | Wind | 136 | 2013 | Scotland
| Kilgallioch | Wind | 239 | 2017 | Scotland
| Lynemouth | Wind | 26 | 2012 | North East
| Mark Hill | Wind | 56 | 2011 | Scotland
| P&L | Wind | 30.6 | 1993 | Wales
| Whitelee | Wind | 322 | 2007 | Scotland
| Whitelee II | Wind | 217.02 | 2013 | Scotland
| Glenlee | Hydro | 24 | 1935 | Scotland
| Kendoon | Hydro | 24 | 1936 | Scotland
| Tongland | Hydro | 33 | 1935 | Scotland
| Cruachan | Pumped storage | 440 | 1966 | Scotland
Seabank Power Limited | Seabank | CCGT | 1234 | 1998 | South West | (6)
Sellafield Ltd | Fellside CHP * | CCGT | 180 | 1995 | North West
Sembcorp Utilities (UK) Ltd | Wilton GT * | Gas | 120 | 1952 | North East | (7)
| Wilton 10 * | Biomass | 38 | 2007 | North East
SIMEC | Uskmouth power | Coal | 363 | 1966 | Wales
South East London Combined Heat & Power Ltd | SELCHP ERF * | Waste | 35 | 1994 | London
For footnotes see end of section
5.11 Power Stations in the United Kingdom
(operational at the end of May 2018)(1) (continued)
Company Name | Station Name | Fuel | Installed Capacity (MW) | Year of commission or year generation began | Location Scotland, Wales, Northern Ireland or English region
SSE | Deanie | Hydro | 38 | 1963 | Scotland
| Fasnakyle | Hydro | 69 | 1951 | Scotland
| Lochay | Hydro | 46 | 1958 | Scotland
| Luichart | Hydro | 34 | 1954 | Scotland
| Foyers | Hydro / pumped storage | 300 | 1974 | Scotland
| Glendoe | Hydro | 100 | 2008 | Scotland
| Glenmoriston | Hydro | 37 | 1957 | Scotland
| Clachan | Hydro | 40 | 1955 | Scotland
| Inverawe | Hydro | 25 | 1963 | Scotland
| Sloy | Hydro | 152.5 | 1950 | Scotland
| Clunie | Hydro | 61.2 | 1950 | Scotland
| Errochty | Hydro | 75 | 1955 | Scotland
| Rannoch | Hydro | 45 | 1930 | Scotland
| Tummel | Hydro | 34 | 1933 | Scotland
| Burghfield | Gas | 50 | 1998 | South East
| Chickerell | Gas | 50 | 1998 | South West
| Chippenham | Gas | 10 | 2002 | South West
| Pilkington - Greengate * | Gas | 10 | 1998 | North West
| Arnish | Diesel | 10.2 | 2001 | Scotland
| Barra | Diesel | 3 | 1990 | Scotland
| Bowmore | Diesel | 6.2 | 1946 | Scotland
| Kirkwall | Diesel | 16 | 1953 | Scotland
| Lerwick | Diesel | 67 | 1953 | Scotland
| Loch Carnan, South Uist | Diesel | 11.5 | 1971 | Scotland
| Tiree | Diesel | 3 | 1945 | Scotland
| Peterhead | CCGT | 1180 | 1980 | Scotland | (3)
| Stornoway | Diesel | 24 | 1950 | Scotland
| Keadby | CCGT | 735 | 1994 | Yorkshire & Humber
| Medway | CCGT | 755 | 1995 | South East
| Fiddler’s Ferry GT | Gas oil | 35 | 1969 | North West
| Fiddler’s Ferry | Coal | 1961 | 1971 | North West
| Slough * | Biomass | 35 | 1918 | South East
| Keadby GT | Gas oil | 25 | 1994 | Yorkshire and the Humber
| Achany Windfarm | Wind | 38 | 2010 | Scotland
| Artfield Fell Windfarm - A,C | Wind | 28.6 | 2005 | Scotland
| Bhlaraidh Wind Farm | Wind | 110.4 | 2017 | Scotland
| Clyde Windfarm (Central) | Wind | 112.7 | 2011 | Scotland
| Clyde Windfarm (North) | Wind | 108.1 | 2012 | Scotland
| Clyde Windfarm (South) | Wind | 128.8 | 2011 | Scotland
| Drumderg Windfarm | Wind | 36.8 | 2008 | Scotland
| Dunmaglass Wind Farm | Wind | 94.05 | 2016 | Scotland
| Fairburn Windfarm | Wind | 40 | 2010 | Scotland
| Gordonbush Wind Farm | Wind | 70 | 2012 | Scotland
| Greater Gabbard | Wind (offshore) | 504 | 2012 | Eastern
| Griffin Wind Farm | Wind | 188.6 | 2012 | Scotland
| Hadyard Hill Windfarm - A,C | Wind | 119.8 | 2006 | Scotland
| Keadby Wind Farm | Wind | 68 | 2013 | Yorkshire and Humber
| Slieve Kirk Windfarm | Wind | 73.6 | 2012 | Northern Ireland
| Strathy North | Wind | 66 | 2015 | Scotland
| Toddleburn Windfarm | Wind | 27.6 | 2010 | Scotland
| Tievenameenta Wind Farm | Wind | 34.5 | 2017 | Northern Ireland
| Barkip AD | Waste | 2.726 | 2012 | Scotland
Statkraft Energy Ltd | Alltwalis Wind Farm | Wind | 23 | 2009 | Wales
| Andershaw Wind Farm | Wind | 35 | 2016 | Scotland
| Baillie Wind Farm | Wind | 52.5 | 2013 | Scotland
| Berry Burn Wind farm | Wind | 66.7 | 2014 | Scotland
| Rheidol | Hydro | 55.975 | 1961 | Wales
Suez recycling and recovery | Wilton 11 EfW | Waste | 49 | 2016 | North East
Third Energy Trading Ltd | Knapton | Gas | 41.5 | 1994 | Yorkshire & Humber
Uniper UK Limited | Cottam Development Centre | CCGT | 445 | 1999 | East Midlands
| Connahs Quay | CCGT | 1380 | 1996 | Wales
| Enfield | CCGT | 408 | 1999 | London
| Grain CHP * | CCGT | 1517 | 2010 | South East
| Killingholme | OCGT | 600 | 1994 | East Midlands
| Ratcliffe | Coal | 2021 | 1968 | East Midlands
| Taylor's Lane GT | Gas oil | 144 | 1979 | London
| Grain GT | Gas oil | 56 | 1978 | South East
| Ratcliffe GT | Gas oil | 34 | 1966 | East Midlands
Vattenfall | Clashindarroch | Wind | 36.9 | 2015 | Scotland
| Edinbane | Wind | 41.4 | 2010 | Scotland
| Kentish | Wind (offshore) | 90 | 2005 | South East
| Kentish Flats Extension | Wind (offshore) | 49.5 | 2015 | South East
| Ormonde | Wind (offshore) | 150 | 2012 | North West
| Pen y Cymoedd | Wind | 228 | 2016 | Wales
| Ray | Wind | 54.4 | 2017 | North East
| Swinford | Wind | 22 | 2012 | East Midlands
| Thanet | Wind (offshore) | 300 | 2010 | South East
Viridor Waste Management | Runcorn EfW | Waste | 86 | 2014 | North West
| Bolton EfW | Waste | 8 | 1971 | North West
| Exeter EfW | Waste | 3.5 | 2014 | South West
| Peterborough EfW | Waste | 7.3 | 2016 | East Midlands
| Ardley EfW | Waste | 26 | 2014 | South East
| Cardiff EfW | Waste | 30 | 2014 | South Wales
| Lakeside EfW | Waste | 37 | 2010 | South West
VPI Immingham LLP | VPI Immingham * | CCGT | 1240 | 2004 | Yorkshire & Humber
WPO | Airies | Wind | 39.9 | 2017 | Scotland
| Corriegarth | Wind | 69 | 2016 | Scotland
| Dungavel | Wind | 26 | 2015 | Scotland
| Middlewick | Wind | 20.7 | 2014 | Eastern
| Scout Moor | Wind | 65 | 2008 | North West
| Tir Mostyn & Foel Goch | Wind | 21.25 | 2005 | Wales
Xceco | Inner Dowsing | Wind (offshore) | 97.2 | 2009 | East Midlands
| Lynn | Wind (offshore) | 97.2 | 2009 | East Midlands
Total |  |  | 79354
For footnotes see end of section
5.11 Power Stations in the United Kingdom
(operational at the end of May 2018)(1) (continued)
Other power stations
Renewable sources and combustible wastes |  | Other MPP wind onshore | 1936
|  | Other MPP wind offshore | 16
|  | Other generators wind | 3990
|  | Other generators landfill gas | 1066
|  | Other generators sewage gas | 245
|  | Other generators biomass and waste | 1910
|  | Other MPP hydro | 1009
|  | Other generators hydro | 413
|  | Other MPP Solar | 2557
|  | Other generators solar photovoltaics and wave/tidal | 9416.0086
Interconnectors
Capacity
(MW)
England - France |  |  | 2000
England - Netherlands |  |  | 1000
Scotland - Northern Ireland |  |  | 500
Wales - Irish Republic |  |  | 500
Northern Ireland - Irish Republic |  |  | 600
Footnotes
(1) This list covers stations owned or operated by Major Power Producers, apart from non-thermal renewable sites under 20MW capacity (which are included in the database tab); other power stations (including many renewable sites and auto-generators) are included in the sub table at the end of table 5.11
(2) Capacity reduced in 2013, with these stations typically now operating as Open Cycle Gas Turbines.
(3) Total capacity is 1,840 MW but because of transmission constraints only 1,180 MW can be used at any one time.
(4) Previously called Elean
(5) Previously called Belvedere
(6) Previously split into Seabank 1 and 2
(7) Previously split into Wilton GT1 and GT2
* indicates CHP plant

## DUKES 2017
5.11 Power Stations in the United Kingdom
(operational at the end of May 2017)(1)
Company Name | Station Name | Fuel | Installed Capacity (MW) | Year of commission or year generation began | Location Scotland, Wales, Northern Ireland or English region
AES | Ballylumford C | CCGT | 616 | 2003 | Northern Ireland
| Kilroot | Coal / oil | 520 | 1981 | Northern Ireland
| Ballylumford B | Gas | 540 | 1968 | Northern Ireland
| Ballylumford B OCGT | Gas oil | 116 | 1968 | Northern Ireland
| Kilroot OCGT | Gas oil | 142 | 1981 | Northern Ireland
British Energy (now part of EDF) | Dungeness B | Nuclear | 1050 | 1983 | South East
| Hartlepool | Nuclear | 1180 | 1984 | North East
| Heysham 1 | Nuclear | 1155 | 1984 | North West
| Heysham 2 | Nuclear | 1230 | 1988 | North West
| Hinkley Point B | Nuclear | 955 | 1976 | South West
| Hunterston B | Nuclear | 965 | 1976 | Scotland
| Sizewell B | Nuclear | 1198 | 1995 | East
| Torness | Nuclear | 1185 | 1988 | Scotland
British Solar Renewables | Bradenstoke Solar Park | Solar | 69.7884 | 2015 | South West
Carrington Power | Carrington | CCGT | 900 | 2016 | North West
Centrica | Barry | CCGT | 235 | 1998 | Wales | (2)
| Glanford Brigg | CCGT | 150 | 1993 | Yorkshire and the Humber | (2)
| Langage | CCGT | 905 | 2010 | South West
| Peterborough | CCGT | 240 | 1993 | East | (2)
| South Humber Bank | CCGT | 1310 | 1996 | Yorkshire and the Humber
Coolkeeragh ESB Ltd | Coolkeeragh | CCGT | 408 | 2005 | Northern Ireland
| Coolkeeragh OCGT | Gas oil | 53 | 2005 | Northern Ireland
Corby Power Ltd | Corby | CCGT | 401 | 1993 | East Midlands
Cubico Sustainable Investments Limited | Broxted Solar Park | Solar | 31.59 | 2015 | East
| Owl's Hatch Solar Park | Solar | 51.9376 | 2016 | South East
Cumbria Wind | Beckburn | Wind | 31.05 | 2017 | North West
| Burnfoot Hill | Wind | 30.1 | 2010 | Scotland
| Corriemoillie | Wind | 47.5 | 2016 | Scotland
| Fallago Rig | Wind | 144 | 2013 | Scotland
| Green Rigg | Wind | 36 | 2012 | North East
| Longpark | Wind | 38 | 2009 | Scotland
| Teesside | Wind (offshore) | 62 | 2014 | North East
Dong Energy | Barrow | Wind (offshore) | 90 | 2006 | North West
| Burbo Bank | Wind (offshore) | 90 | 2009 | North West
| Gunfleet Sands 1 | Wind (offshore) | 108 | 2010 | South East
| Gunfleet Sands 2 | Wind (offshore) | 65 | 2010 | South East
| Lincs | Wind (offshore) | 270 | 2012 | East
| Walney 1 | Wind (offshore) | 184 | 2011 | North West
| Walney 2 | Wind (offshore) | 184 | 2011 | North West
| West of Duddon Sands | Wind (offshore) | 389 | 2014 | North West
| Westermost Rough | Wind (offshore) | 210 | 2015 | South East
Drax Power Ltd | Drax - coal units | Coal | 1980 | 1974 | Yorkshire and the Humber
| Drax - biomass units | Biomass | 1980 | 1974 | Yorkshire and the Humber
| Drax GT | Gas oil | 75 | 1971 | Yorkshire and the Humber
E.On UK | Blackburn Meadows | Biomass | 33 | 2015 | Yorkshire and the Humber
| Steven's Croft * | Biomass | 50 | 2007 | Scotland
| Castleford | CCGT | 56 | 2002 | Yorkshire and the Humber
| Sandbach | CCGT | 56 | 1999 | North West
| Thornhill | CCGT | 50 | 1998 | Yorkshire and the Humber
| Camster | Wind | 50 | 2012 | Scotland
| Tween Bridge | Wind | 44 | 2012 | North East
| Humber Gateway | Wind (offshore) | 219 | 2015 | North East
| London Array | Wind (offshore) | 630 | 2012 | South East
| Robin Rigg East | Wind (offshore) | 90 | 2010 | Scotland
| Robin Rigg West | Wind (offshore) | 90 | 2010 | Scotland
| Scroby Sands | Wind (offshore) | 60 | 2004 | East
EDF Energy | West Burton CCGT | CCGT | 1332 | 2012 | East Midlands
EDF Energy | Cottam | Coal | 2008 | 1969 | East Midlands
EDF Energy | West Burton | Coal | 2012 | 1967 | East Midlands
EDF Energy | Barkantine Heat & Power Company * | Gas | 1 | 2000 | London
EDF Energy | London Heat & Power Company * | Gas | 9 | 2000 | London
EDF Energy | West Burton GT | Gas oil | 40 | 1967 | East Midlands
Eggborough Power Ltd | Eggborough | Coal | 1960 | 1967 | Yorkshire and the Humber
Eneco Wind UK Limited | Lochluichart | Wind | 69 | 2014 | Scotland
| Moy | Wind | 60 | 2016 | Scotland
For footnotes see page 150
5.11 Power Stations in the United Kingdom
(operational at the end of May 2017)(1) (continued)
Company Name | Station Name | Fuel | Installed Capacity (MW) | Year of commission or year generation began | Location Scotland, Wales, Northern Ireland or English region
ENGIE | Deeside | CCGT | 515 | 1994 | Wales
| Saltend * | CCGT | 1200 | 2000 | Yorkshire and the Humber
| Indian Queens | Gas oil / kerosene | 140 | 1996 | South West
| Dinorwig | Pumped storage | 1800 | 1983 | Wales
| Ffestiniog | Pumped storage | 360 | 1961 | Wales
EPR Ely Limited | Elean | Straw | 38 | 2001 | East
EPR Eye Ltd | Eye Suffolk | Biomass | 14.3 | 1992 | East
EPR Glanford Ltd | Glanford | Meat & bone meal | 14 | 1993 | East
EPR Scotland Ltd | Westfield | Biomass | 12.5 | 2000 | Scotland
EPR Thetford Ltd | Thetford | Biomass | 41.5 | 1998 | East
Falck Renewables Wind Ltd | Cambrian | Wind | 37.5 | 2016 | Wales
| Earlsburn | Wind | 37.5 | 2007 | Scotland
| Kilbraur | Wind | 67.5 | 2008 | Scotland
| Millennium | Wind | 65 | 2008 | Scotland
| West Browncastle | Wind | 30 | 2014 | Scotland
Ferrybridge MFE Limited | Ferrybridge Multi-fuel | Biomass | 79 | 2015 | Yorkshire and the Humber
Foresight Group | Shotwick | Solar | 72.209 | 2017 | England
Fred Olsen | Crystal Rig | Wind | 63 | 2003 | Scotland
| Crystal Rig 2 | Wind | 138 | 2010 | Scotland
| Mid Hill | Wind | 75.9 | 2014 | Scotland
| Paul's Hill | Wind | 64 | 2005 | Scotland
| Rothes | Wind | 51 | 2004 | Scotland
| Rothes 2 | Wind | 41.4 | 2013 | Scotland
Greencoat Solar | Coltishall 1 | Solar | 33.682 | 2016 | England
| Eveley | Solar | 49.328 | 2016 | England
Greencoat UK Wind | Braes of Doune Wind Farm | Wind | 72 | 2007 | Scotland
Infinis | A'Chruach | Wind | 42.6 | 2016 | Scotland
| Dalswinton | Wind | 30.8 | 2008 | Scotland
| Galawhistle | Wind | 66 | 2017 | Scotland
| Minsca | Wind | 36.8 | 2008 | Scotland
| Slieve Divena | Wind | 30 | 2009 | N Ireland
Intergen | Coryton | CCGT | 800 | 2001 | East
| Rocksavage | CCGT | 810 | 1998 | North West
| Spalding | CCGT | 880 | 2004 | East Midlands
Lightsource | Crundale | Solar | 43.6643 | 2016 | England
| Exning | Solar | 30.276 | 2016 | England
Londonwaste Limited | Edmonton | Waste | 60 | 1970 | South East
Magnox Ltd | Maentwrog | Hydro | 35.3 | 1928 | Wales
Marchwood Power Limited | Marchwood | CCGT | 842 | 2009 | South West
MPF Operations Limited | Baglan Bay CCGT | CCGT | 520 | 2002 | Wales
MPF Operations Limited | Severn Power | CCGT | 850 | 2010 | Wales
MPF Operations Limited | Sutton Bridge | CCGT | 819 | 1999 | East
MPF Operations Limited | Baglan Bay OCGT | OCGT | 32.3 | 2002 | Wales
Peel Energy Ltd | Frodsham Wind Farm Ltd | Wind | 50.4 | 2017 | North West
Px Limited | Fellside CHP * | Gas | 180 | 1995 | North West
Renewable Energy Systems Ltd | Hill of Towie | Wind | 48.3 | 2012 | Scotland
Riverside Resource Recovery Limited | Belvedere | Waste | 80 | 2011 | South East
Rockfire Capital | Swindon Solar Park | Solar | 60.8926 | 2017 | England
RWE Innogy UK Ltd | Markinch CHP * | Biomass | 65 | 2014 | Scotland
RWE Innogy UK Ltd (Part of RWE Npower) | Carno | Wind | 33.6 | 2016 | Wales
| Causeymire | Wind | 48.3 | 2004 | Scotland
| Farr | Wind | 92 | 2006 | Scotland
| Ffynnon Oer | Wind | 32 | 2006 | Wales
| Goole Fields | Wind | 33 | 2013 | North East
| Goole Fields 2 | Wind | 34.85 | 2016 | England
| Little Cheyne Court | Wind | 59.8 | 2008 | South East
| Middlemoor | Wind | 54 | 2013 | North East
| Novar 2 | Wind | 36.8 | 2012 | Scotland
| Gwynt y Mor | Wind (offshore) | 576 | 2013 | Wales
| North Hoyle | Wind (offshore) | 60 | 2003 | Wales
| Rhyl Flats | Wind (offshore) | 90 | 2009 | Wales
For footnotes see page 150
5.11 Power Stations in the United Kingdom
(operational at the end of May 2017)(1) (continued)
Company Name | Station Name | Fuel | Installed Capacity (MW) | Year of commission or year generation began | Location Scotland, Wales, Northern Ireland or English region
RWE Npower Plc | Didcot B | CCGT | 1470 | 1998 | South East
| Great Yarmouth | CCGT | 420 | 2001 | East
| Little Barford | CCGT | 720 | 1995 | East
| Pembroke | CCGT | 2180 | 2012 | Wales
| Staythorpe C | CCGT | 1772 | 2010 | East Midlands
| Aberthaw B | Coal | 1586 | 1971 | Wales
| Aberthaw GT | Gas oil | 51 | 1971 | Wales
| Cowes | Gas oil | 140 | 1982 | South East
| Didcot GT | Gas oil | 100 | 1972 | South East
| Little Barford GT | Gas oil | 17 | 2006 | East
Scottish and Southern: Hydro Schemes - Affric/Beauly | Deanie | Hydro | 38 | 1963 | Scotland
| Fasnakyle | Hydro | 69 | 1951 | Scotland
Scottish and Southern: Hydro Schemes - Breadalbane | Lochay | Hydro | 46 | 1958 | Scotland
Scottish and Southern: Hydro Schemes - Conon | Luichart | Hydro | 34 | 1954 | Scotland
Scottish and Southern: Hydro Schemes - Foyers | Foyers | Hydro / pumped storage | 300 | 1974 | Scotland
Scottish and Southern: Hydro Schemes - Great Glen | Glendoe | Hydro | 100 | 2008 | Scotland
| Glenmoriston | Hydro | 37 | 1957 | Scotland
Scottish and Southern: Hydro Schemes - Sloy/Awe | Clachan | Hydro | 40 | 1955 | Scotland
| Sloy | Hydro | 152.5 | 1950 | Scotland
Scottish and Southern: Hydro Schemes - Tummel | Clunie | Hydro | 61.2 | 1950 | Scotland
| Errochty | Hydro | 75 | 1955 | Scotland
| Rannoch | Hydro | 45 | 1930 | Scotland
| Tummel | Hydro | 34 | 1933 | Scotland
Scottish and Southern: Island Generation | Arnish | Diesel | 10 | 2001 | Scotland
| Barra | Diesel | 3 | 1990 | Scotland
| Bowmore | Diesel | 6 | 1946 | Scotland
| Kirkwall | Diesel | 16 | 1953 | Scotland
| Lerwick | Diesel | 67 | 1953 | Scotland
| Loch Carnan, South Uist | Diesel | 9 | 1971 | Scotland
| Stornoway | Diesel | 24 | 1950 | Scotland
| Tiree | Diesel | 3 | 1945 | Scotland
Scottish and Southern: Thermal | Keadby | CCGT | 710 | 1994 | Yorkshire and the Humber
| Medway | CCGT | 700 | 1995 | South East
| Peterhead | CCGT | 1180 | 1980 | Scotland | (3)
| Fiddler’s Ferry | Coal / biomass | 1961 | 1971 | North West
| Slough * | Coal / biomass / gas / waste derived fuel | 35 | 1918 | South East
| Chippenham | Gas | 10 | 2002 | South West
| Burghfield | Gas / oil | 45 | 1998 | South East
| Chickerell | Gas / oil | 45 | 1998 | South West
| Fiddler’s Ferry GT | Gas oil | 34 | 1969 | North West
| Keadby GT | Gas oil | 25 | 1994 | Yorkshire and the Humber
| Five Oaks | Light oil | 8.7 | 1995 | South East
| Thatcham | Light oil | 8.7 | 1994 | South East
Scottish and Southern: Wind | Achany | Wind | 38 | 2010 | Scotland
| Clyde Central | Wind | 112.7 | 2011 | Scotland
| Drumderg | Wind | 36.8 | 2008 | Scotland
| Dunmaglass | Wind | 94.1 | 2017 | Scotland
| Fairburn | Wind | 40 | 2009 | Scotland
| Gordonbush | Wind | 70 | 2011 | Scotland
| Griffin | Wind | 188.6 | 2011 | Scotland
| Hadyard Hill | Wind | 119.6 | 2005 | Scotland
| Keadby | Wind | 68 | 2013 | Yorkshire and the Humber
| Slieve Kirk | Wind | 73.6 | 2011 | Northern Ireland
| Strathy North | Wind | 67.65 | 2015 | Scotland
| Tievenameenta | Wind | 34.5 | 2017 | Northern Ireland
| Greater Gabbard | Wind (offshore) | 504 | 2011 | East
| Clyde North | Wind | 108.1 | 2012 | Scotland
| Clyde South | Wind | 128.8 | 2011 | Scotland
Scottish Power: Hydro schemes - Cruachan | Cruachan | Pumped storage | 440 | 1966 | Scotland
Scottish Power: Hydro schemes - Galloway | Tongland | Hydro | 33 | 1935 | Scotland
Scottish Power: Thermal | Blackburn | CCGT | 59 | 2011 | North West
| Damhead Creek | CCGT | 805 | 2000 | South East
| Rye House | CCGT | 715 | 1993 | East
| Shoreham | CCGT | 420 | 2000 | South East
| Pilkington - Greengate * | Gas | 10 | 1998 | North West
Scottish Power: Wind | Arecleoch | Wind | 120 | 2010 | Scotland
| Beinn an Tuirc 2 | Wind | 43.7 | 2012 | Scotland
| Black Law | Wind | 124.2 | 2005 | Scotland
| Black Law 2 | Wind | 55.42 | 2017 | Scotland
| Harestanes | Wind | 136 | 2013 | Scotland
| Mark Hill | Wind | 56 | 2011 | Scotland
| Penryddian & Llidiartywaun | Wind | 30.6 | 1992 | Wales
| Whitelee | Wind | 322 | 2007 | Scotland
| Whitelee 2 | Wind | 217.02 | 2012 | Scotland
For footnotes see page 150
5.11 Power Stations in the United Kingdom
(operational at the end of May 2017)(1) (continued)
Company Name | Station Name | Fuel | Installed Capacity (MW) | Year of commission or year generation began | Location Scotland, Wales, Northern Ireland or English region
Seabank Power Limited | Seabank 1 | CCGT | 812 | 1998 | South West
| Seabank 2 | CCGT | 410 | 2000 | South West
Sembcorp Utilities (UK) Ltd | Wilton 10 | Biomass | 38 | 2007 | North East
| Wilton GT1 * | Gas | 42 | 1952 | North East
| Wilton GT2 | Gas | 42 | 2005 | North East
SIMEC | Uskmouth Power | Coal | 230 | 1966 | Wales
South East London Combined Heat & Power Ltd | SELCHP ERF * | Waste | 32 | 1994 | London
Statkraft Energy Ltd | Rheidol | Hydro | 55.975 | 1961 | Wales
Statkraft Wind UK Ltd | Andershaw | Wind | 36.3 | 2016 | Scotland
| Baillie | Wind | 52.5 | 2013 | Scotland
| Berry Burn | Wind | 66.7 | 2013 | Scotland
| Dudgeon BMU 2 | Wind | 90 | 2017 | England
| Dudgeon BMU 3 | Wind | 102 | 2017 | England
| Sheringham Shoal BMU 1 & 2 | Wind | 316 | 2012 | England
Third Energy Trading Ltd (Formerly RGS) | Knapton | Gas | 40 | 1994 | Yorkshire and the Humber
Uniper UK Limited | Connahs Quay | CCGT | 1380 | 1996 | Wales
| Cottam Development Centre | CCGT | 395 | 1999 | East Midlands
| Enfield | CCGT | 408 | 1999 | London
| Grain CHP * | CCGT | 1404 | 2010 | South East
| Ratcliffe | Coal | 2000 | 1968 | East Midlands
| Grain GT | Gas oil | 56 | 1978 | South East
| Ratcliffe GT | Gas oil | 34 | 1966 | East Midlands
| Taylor's Lane GT | Gas oil | 144 | 1979 | London
| Killingholme | OCGT | 600 | 1993 | Yorkshire and the Humber
Vattenfall Wind Power | Clashindarroch | Wind | 36.9 | 2015 | Scotland
| Edinbane | Wind | 41 | 2010 | Scotland
| Pen y Cymoedd | Wind | 228 | 2016 | Wales
| Ray | Wind | 54.4 | 2017 | England
| Kentish Flats | Wind (offshore) | 90 | 2005 | South East
| Kentish Flats Extension | Wind (offshore) | 49.5 | 2015 | South East
| Ormonde | Wind (offshore) | 150 | 2011 | North West
| Thanet | Wind (offshore) | 300 | 2010 | South East
Viridor Waste Management | Ardley EfW | Waste | 26 | 2014 | South East
| Bolton EfW | Waste | 8 | 1971 | North West
| Cardiff EfW | Waste | 30 | 2014 | South Wales
| Exeter EfW | Waste | 3.5 | 2014 | South West
| Lakeside EfW | Waste | 37 | 2010 | South West
| Peterborough EfW | Waste | 7.3 | 2016 | East Midlands
| Runcorn EfW | Waste | 81 | 2014 | North West
VPI Immingham LLP | VPI Immingham * | Gas | 1240 | 2004 | Yorkshire and the Humber
Wind Prospect | Corriegarth | Wind | 69 | 2017 | Scotland
Wind Prospect | Scout Moor | Wind | 65 | 2009 | North West
XceCo Ltd | Inner Dowsing | Wind (offshore) | 97 | 2009 | East Midlands
| Lynn | Wind (offshore) | 97 | 2009 | East Midlands
Total |  |  | 74372.5329
For footnotes see page 150
Other power stations
Renewable sources and combustible wastes |  | Other MPP wind onshore | 2114.643
|  | Other MPP wind offshore | 531.55
|  | Other generators wind | 3387.6036
|  | Other generators landfill gas | 1061.915
|  | Other generators sewage gas | 257.333
|  | Other generators biomass and waste | 1738.3899
|  | Other MPP hydro | 545.1767
|  | Other generators hydro | 206.3072
|  | Other MPP Solar | 1911.4105
|  | Other generators solar photovoltaics and wave/tidal | 9543.9501
For footnotes see page 150
5.11 Power Stations in the United Kingdom
(operational at the end of May 2017)(1) (continued)
Interconnectors
Capacity
(MW)
England - France |  |  | 2000
England - Netherlands |  |  | 1000
Scotland - Northern Ireland |  |  | 500
Wales - Irish Republic |  |  | 500
Northern Ireland - Irish Republic |  |  | 600
Footnotes
(1) This list covers stations owned or operated by Major Power Producers, apart from non-thermal renewable sites under 30MW capacity (which are included in the database tab); other power stations (including many renewable sites and auto-generators) are included in the sub table on page 149.
(2) Capacity reduced in 2013, with these stations typically now operating as Open Cycle Gas Turbines.
(3) Total capacity is 1,840 MW but because of transmission constraints only 1,180 MW can be used at any one time.
* indicates CHP plant

## DUKES 2016
5.10 Power Stations in the United Kingdom
(operational at the end of May 2016)(1)
Company Name | Station Name | Fuel | Installed Capacity (MW) | Year of commission or year generation began | Location Scotland, Wales, Northern Ireland or English region
AES | Ballylumford C | CCGT | 616 | 2003 | Northern Ireland
| Kilroot | Coal / oil | 540 | 1981 | Northern Ireland
| Ballylumford B | Gas | 540 | 1968 | Northern Ireland
| Ballylumford B OCGT | Gas oil | 116 | 1968 | Northern Ireland
| Kilroot OCGT | Gas oil | 142 | 1981 | Northern Ireland
Beaufort Wind Ltd | Carno | Wind | 33.6 | 1996 | Wales | (2)
Braes of Doune Windfarm | Braes of Doune | Wind | 72 | 2007 | Scotland | (3)
British Energy | Dungeness B | Nuclear | 1050 | 1983 | South East | (4)
| Hartlepool | Nuclear | 1180 | 1984 | North East | (4)
| Heysham 1 | Nuclear | 1155 | 1984 | North West | (4)
| Heysham 2 | Nuclear | 1230 | 1988 | North West | (4)
| Hinkley Point B | Nuclear | 955 | 1976 | South West | (4)
| Hunterston B | Nuclear | 965 | 1976 | Scotland | (4)
| Sizewell B | Nuclear | 1198 | 1995 | East | (4)
| Torness | Nuclear | 1185 | 1988 | Scotland | (4)
British Solar Renewables | Bradenstoke Solar Park | Solar | 69.7884 | 2015 | South West
| Owl's Hatch Solar Park | Solar | 51.9376 | 2015 | South East
Calon Energy | Severn Power | CCGT | 850 | 2010 | Wales
| Baglan Bay CCGT | CCGT | 520 | 2002 | Wales
| Baglan Bay OCGT | OCGT | 32.3 | 2002 | Wales
| Sutton Bridge | CCGT | 819 | 1999 | East
Centrica | Barry | CCGT | 235 | 1998 | Wales | (5)
| Glanford Brigg | CCGT | 150 | 1993 | Yorkshire and the Humber | (5)
| Killingholme | CCGT | 0 | 1994 | Yorkshire and the Humber
| Langage | CCGT | 905 | 2010 | South West
| Peterborough | CCGT | 240 | 1993 | East | (5)
| South Humber Bank | CCGT | 1310 | 1996 | Yorkshire and the Humber
| Inner Dowsing | Wind (offshore) | 97 | 2009 | East Midlands
| Lynn | Wind (offshore) | 97 | 2009 | East Midlands
Coolkeeragh ESB Ltd | Coolkeeragh | CCGT | 408 | 2005 | Northern Ireland
| Coolkeeragh OCGT | Gas oil | 53 | 2005 | Northern Ireland
Corby Power Ltd | Corby | CCGT | 401 | 1993 | East Midlands
Cubico Sustainable Investments Limited | Broxted | Solar | 31.59 | 2015 | East
Dong Energy | Barrow | Wind (offshore) | 90 | 2006 | North West | (6)
| Burbo Bank | Wind (offshore) | 90 | 2009 | North West
| Gunfleet Sands 1 | Wind (offshore) | 108 | 2010 | South East
| Gunfleet Sands 2 | Wind (offshore) | 65 | 2010 | South East
| Lincs | Wind (offshore) | 270 | 2012 | East | (6b)
| Walney 1 | Wind (offshore) | 184 | 2011 | North West | (7)
| Walney 2 | Wind (offshore) | 184 | 2011 | North West | (7)
| West of Duddon Sands | Wind (offshore) | 389 | 2014 | North West
| Westermost Rough | Wind (offshore) | 210 | 2015 | South East
Drax Power Ltd | Drax - coal units | Coal | 1980 | 1974 | Yorkshire and the Humber
| Drax - biomass units | Biomass | 1980 | 1974 | Yorkshire and the Humber
| Drax GT | Gas oil | 75 | 1971 | Yorkshire and the Humber
E.On UK | Steven's Croft | Biomass | 50 | 2007 | Scotland
| Blackburn Meadows | Biomass | 33 | 2015 | Yorkshire and the Humber
| Castleford | CCGT | 56 | 2002 | Yorkshire and the Humber
| Connahs Quay | CCGT | 1380 | 1996 | Wales
| Cottam Development Centre | CCGT | 395 | 1999 | East Midlands
| Enfield | CCGT | 408 | 1999 | London
| Grain CHP * | CCGT | 1365 | 2010 | South East
| Killingholme | CCGT | 900 | 1993 | Yorkshire and the Humber
| Sandbach | CCGT | 56 | 1999 | North West
| Thornhill | CCGT | 50 | 1998 | Yorkshire and the Humber
| Ratcliffe | Coal | 2000 | 1968 | East Midlands
| Grain GT | Gas oil | 55 | 1978 | South East
| Ratcliffe GT | Gas oil | 34 | 1966 | East Midlands
| Taylor's Lane GT | Gas oil | 144 | 1979 | London
| Camster | Wind | 50 | 2012 | Scotland
| Tween Bridge | Wind | 44 | 2012 | North East
| Humber Gateway | Wind (offshore) | 219 | 2015 | North East
| Robin Rigg East | Wind (offshore) | 90 | 2010 | Scotland
| Robin Rigg West | Wind (offshore) | 90 | 2010 | Scotland
| Scroby Sands | Wind (offshore) | 60 | 2004 | East
For footnotes see page 150
5.10 Power Stations in the United Kingdom
(operational at the end of May 2016)(1) (continued)
Company Name | Station Name | Fuel | Installed Capacity (MW) | Year of commission or year generation began | Location Scotland, Wales, Northern Ireland or English region
EDF Energy | West Burton CCGT | CCGT | 1332 | 2012 | East Midlands
| Cottam | Coal | 2008 | 1969 | East Midlands
| West Burton | Coal | 2012 | 1967 | East Midlands
| Barkantine Heat & Power Company * | Gas | 1 | 2000 | London
| London Heat & Power Company * | Gas | 9 | 2000 | London
| West Burton GT | Gas oil | 40 | 1967 | East Midlands
EDF Energy Renewables | Burnfoot Hill | Wind | 30.1 | 2010 | Scotland
| Fallago Rig | Wind | 144 | 2013 | Scotland
| Green Rigg | Wind | 36 | 2012 | North East
| Longpark | Wind | 38 | 2009 | Scotland
| Teesside | Wind (offshore) | 62 | 2014 | North East
Eggborough Power Ltd | Eggborough | Coal | 1960 | 1967 | Yorkshire and the Humber
Eneco Wind UK Limited | Lochluichart | Wind | 69 | 2014 | Scotland
ENGIE | Deeside | CCGT | 515 | 1994 | Wales
| Saltend | CCGT | 1200 | 2000 | Yorkshire and the Humber
| Rugeley | Coal | 1006 | 1972 | West Midlands
| Rugeley GT | Gas oil | 50 | 1972 | West Midlands
| Indian Queens | Gas oil / kerosene | 140 | 1996 | South West
| Dinorwig | Pumped storage | 1728 | 1983 | Wales
| Ffestiniog | Pumped storage | 360 | 1961 | Wales
EPR Ely Limited | Elean | Straw | 38 | 2001 | East
| Eye Suffolk | Biomass | 13 | 1992 | East
EPR Glanford Ltd | Glanford | Meat & bone meal | 13 | 1993 | East
EPR Scotland Ltd | Westfield | Biomass | 12 | 2000 | Scotland
EPR Thetford Ltd | Thetford | Biomass | 39 | 1998 | East
Falck Renewables Wind Ltd | Cefn Croes | Wind | 58.5 | 2006 | Wales
| Earlsburn | Wind | 37.5 | 2007 | Scotland
| Kilbraur | Wind | 67.5 | 2008 | Scotland
| Millennium | Wind | 65 | 2008 | Scotland
| West Browncastle | Wind | 30 | 2014 | Scotland
Ferrybridge MFE Limited | Ferrybridge Multi-fuel | Biomass | 79 | 2015 | Yorkshire and the Humber
Fred Olsen | Crystal Rig | Wind | 63 | 2003 | Scotland
| Crystal Rig 2 | Wind | 138 | 2010 | Scotland
| Mid Hill | Wind | 75.9 | 2014 | Scotland
| Paul's Hill | Wind | 64 | 2005 | Scotland
| Rothes | Wind | 51 | 2004 | Scotland
| Rothes 2 | Wind | 41.4 | 2013 | Scotland
Infinis | Dalswinton | Wind | 30 | 2008 | Scotland
| Lissett | Wind | 29.95 | 2007 | Yorkshire and the Humber
| Minsca | Wind | 36.8 | 2008 | Scotland
| Slieve Divena | Wind | 30 | 2009 | N Ireland
Intergen | Coryton | CCGT | 800 | 2001 | East
| Rocksavage | CCGT | 810 | 1998 | North West
| Spalding | CCGT | 880 | 2004 | East Midlands
Lightsource | Ermine | Solar | 32.4494 | 2015 | East Midlands
| Melborn Muncey | Solar | 30.942 | 2015 | East
London Array Ltd | London Array | Wind (offshore) | 630 | 2012 | South East | (8)
Londonwaste Limited | Edmonton | Waste | 60 | 1970 | South East
Magnox Ltd | Maentwrog | Hydro | 35.3 | 1928 | Wales | (9)
Marchwood Power Limited | Marchwood | CCGT | 898 | 2009 | South West | (10)
MEAG | Scout Moor | Wind | 65 | 2009 | North West | (7) (11)
Px Limited | Fellside CHP * | Gas | 180 | 1995 | North West | (12)
Riverside Resource Recovery Limited | Belvedere | Waste | 80 | 2011 | South East
For footnotes see page 150
5.10 Power Stations in the United Kingdom
(operational at the end of May 2016)(1) (continued)
Company Name | Station Name | Fuel | Installed Capacity (MW) | Year of commission or year generation began | Location Scotland, Wales, Northern Ireland or English region
RWE Generation UK Plc | Didcot B | CCGT | 1470 | 1998 | South East
| Great Yarmouth | CCGT | 420 | 2001 | East
| Little Barford | CCGT | 749 | 1995 | East
| Pembroke | CCGT | 2269 | 2012 | Wales
| Staythorpe C | CCGT | 1792 | 2010 | East Midlands
| Aberthaw B | Coal | 1586 | 1971 | Wales
| Aberthaw GT | Gas oil | 51 | 1971 | Wales
| Cowes | Gas oil | 140 | 1982 | South East
| Didcot GT | Gas oil | 100 | 1972 | South East
| Little Barford GT | Gas oil | 17 | 2006 | East
| Markinch CHP | Biomass | 65 | 2014 | Scotland
RWE Innogy UK Ltd (Part of RWE Npower) | Causeymire | Wind | 48.3 | 2004 | Scotland
| Farr | Wind | 92 | 2006 | Scotland
| Ffynnon Oer | Wind | 32 | 2006 | Wales
| Goole Fields | Wind | 33 | 2013 | North East
| Little Cheyne Court | Wind | 59.8 | 2008 | South East
| Middlemoor | Wind | 54 | 2013 | North East
| Novar 2 | Wind | 36.8 | 2012 | Scotland
| Gwynt y Mor | Wind (offshore) | 576 | 2013 | Wales
| North Hoyle | Wind (offshore) | 60 | 2003 | Wales
| Rhyl Flats | Wind (offshore) | 90 | 2009 | Wales
Scira Offshore Energy Ltd | Scira (Sheringham Shoal BMU 1) | Wind (offshore) | 158 | 2012 | East
| Scira (Sheringham Shoal BMU 2) | Wind (offshore) | 158 | 2012 | East
Scottish and Southern: Greater Gabbard Offshore Winds Limited | Greater Gabbard | Wind (offshore) | 504 | 2011 | East | (13)
Scottish and Southern: Hydro Schemes - Affric/Beauly | Deanie | Hydro | 38 | 1963 | Scotland
| Fasnakyle | Hydro | 69 | 1951 | Scotland
Scottish and Southern: Hydro Schemes - Breadalbane | Lochay | Hydro | 46 | 1958 | Scotland
Scottish and Southern: Hydro Schemes - Conon | Luichart | Hydro | 34 | 1954 | Scotland
Scottish and Southern: Hydro Schemes - Foyers | Foyers | Hydro / pumped storage | 300 | 1974 | Scotland
Scottish and Southern: Hydro Schemes - Great Glen | Glendoe | Hydro | 100 | 2008 | Scotland
| Glenmoriston | Hydro | 37 | 1957 | Scotland
Scottish and Southern: Hydro Schemes - Sloy/Awe | Clachan | Hydro | 40 | 1955 | Scotland
| Sloy | Hydro | 152.5 | 1950 | Scotland
Scottish and Southern: Hydro Schemes - Tummel | Clunie | Hydro | 61.2 | 1950 | Scotland
| Errochty | Hydro | 75 | 1955 | Scotland
| Rannoch | Hydro | 45 | 1930 | Scotland
| Tummel | Hydro | 34 | 1933 | Scotland
Scottish and Southern: Island Generation | Arnish | Diesel | 10.2 | 2001 | Scotland
| Barra | Diesel | 2.5 | 1990 | Scotland
| Bowmore | Diesel | 6 | 1946 | Scotland
| Kirkwall | Diesel | 16.2 | 1953 | Scotland
| Lerwick | Diesel | 67.2 | 1953 | Scotland
| Loch Carnan, South Uist | Diesel | 9.4 | 1971 | Scotland
| Stornoway | Diesel | 23.5 | 1950 | Scotland
| Tiree | Diesel | 2.5 | 1945 | Scotland
Scottish and Southern: Thermal | Medway | CCGT | 735 | 1995 | South East
| Peterhead | CCGT | 1180 | 1980 | Scotland | (14)
| Fiddler’s Ferry | Coal | 1961 | 1971 | North West
| Slough * | Biomass / gas / waste derived fuel | 35 | 1918 | South East
| Chippenham | Gas | 10 | 2002 | South West
| Fiddler’s Ferry GT | Gas oil | 34 | 1969 | North West
| Keadby | CCGT | 755 | 1994 | Yorkshire and the Humber
| Keadby GT | Gas oil | 25 | 1994 | Yorkshire and the Humber
| Burghfield | Gas / oil | 45 | 1998 | South East
| Chickerell | Gas / oil | 45 | 1998 | South West
| Five Oaks | Light oil | 8.7 | 1995 | South East
| Thatcham | Light oil | 8.7 | 1994 | South East
For footnotes see page 150
5.10 Power Stations in the United Kingdom
(operational at the end of May 2016)(1) (continued)
Company Name | Station Name | Fuel | Installed Capacity (MW) | Year of commission or year generation began | Location Scotland, Wales, Northern Ireland or English region
Scottish and Southern: Wind | Achany | Wind | 38 | 2010 | Scotland
| Drumderg | Wind | 36.8 | 2008 | Scotland
| Fairburn | Wind | 40 | 2009 | Scotland
| Gordonbush | Wind | 70 | 2011 | Scotland
| Hadyard Hill | Wind | 119.6 | 2005 | Scotland
| Slieve Kirk | Wind | 73.6 | 2011 | Northern Ireland
| Strathy North | Wind | 67.65 | 2015 | Scotland
Scottish and Southern: Wind - Clyde Windfarm (Scotland) Limited | Clyde Central | Wind | 112.7 | 2011 | Scotland
| Clyde North | Wind | 108.1 | 2012 | Scotland
| Clyde South | Wind | 128.8 | 2011 | Scotland
Scottish and Southern: Wind - Griffin Windfarm Limited | Griffin | Wind | 188.6 | 2011 | Scotland
Scottish and Southern: Wind - Keadby Wind Farm Limited | Keadby | Wind | 68 | 2013 | Yorkshire and the Humber
Scottish Power: Hydro schemes - Cruachan | Cruachan | Pumped storage | 440 | 1966 | Scotland
Scottish Power: Hydro schemes - Galloway | Tongland | Hydro | 33 | 1935 | Scotland
Scottish Power: Thermal | Damhead Creek | CCGT | 805 | 2000 | South East
| Rye House | CCGT | 715 | 1993 | East
| Shoreham | CCGT | 420 | 2000 | South East
| Blackburn | CCGT | 59 | 2011 | North West
| Pilkington - Greengate * | Gas | 10 | 1998 | North West
Scottish Power: Wind | Arecleoch | Wind | 120 | 2010 | Scotland
| Beinn an Tuirc 2 | Wind | 43.7 | 2012 | Scotland
| Black Law | Wind | 124.2 | 2005 | Scotland
| Harestanes | Wind | 136 | 2013 | Scotland
| Mark Hill | Wind | 56 | 2011 | Scotland
| Penryddian & Llidiartywaun | Wind | 30.6 | 1992 | Wales
| Whitelee | Wind | 322 | 2007 | Scotland
| Whitelee 2 | Wind | 217.02 | 2012 | Scotland
Seabank Power Limited | Seabank 1 | CCGT | 812 | 1998 | South West | (15)
| Seabank 2 | CCGT | 410 | 2000 | South West
Sembcorp Utilities (UK) Ltd | Wilton 10 | Biomass | 38 | 2007 | North East
| Wilton GT2 | Gas | 42 | 2005 | North East
| Wilton GT1 * | Gas | 42 | 1952 | North East
South East London Combined Heat & Power Ltd | SELCHP ERF | Waste | 32 | 1994 | London
Statkraft Energy Ltd | Rheidol | Hydro | 55.975 | 1961 | Wales
Statkraft Wind UK Ltd | Baillie | Wind | 52.5 | 2013 | Scotland
| Berry Burn | Wind | 66.7 | 2013 | Scotland
The Renewables Infrastructure Group (UK) Ltd | Hill of Towie | Wind | 48.3 | 2012 | Scotland
Third Energy Trading Ltd (Formerly RGS) | Knapton | Gas | 40 | 1994 | Yorkshire and the Humber
Vattenfall Wind Power | Clashindarroch | Wind | 36.9 | 2015 | Scotland
| Edinbane | Wind | 41 | 2010 | Scotland
| Kentish Flats | Wind (offshore) | 90 | 2005 | South East
| Kentish Flats Extension | Wind (offshore) | 49.5 | 2015 | South East
| Ormonde | Wind (offshore) | 150 | 2011 | North West
| Thanet | Wind (offshore) | 300 | 2010 | South East
VPI Immingham LLP | VPI Immingham * | Gas | 1240 | 2004 | Yorkshire and the Humber
Total |  |  | 73309.3024
For footnotes see page 150
Other power stations
Renewable sources and combustible wastes |  | Other MPP wind onshore | 2317
|  | Other MPP wind offshore | 16
|  | Other generators wind | 2784.0757
|  | Other generators landfill gas | 1061.328
|  | Other generators sewage gas | 216.3343
|  | Other generators biomass and waste | 1374.2038
|  | Other MPP hydro | 601
|  | Other generators hydro | 301.6976
|  | Other MPP Solar | 1618
|  | Other generators solar photovoltaics and wave/tidal | 7357.3346
CHP schemes listed in Table 5.11 |  | Various fuels | 1953.6475
CHP schemes other than major power producers and renewables and those listed in Table 5.11 |  | Mainly gas | 1794.2565
For footnotes see page 150
5.10 Power Stations in the United Kingdom
(operational at the end of May 2016)(1) (continued)
Interconnectors
Capacity
(MW)
England - France |  |  | 2000
England - Netherlands |  |  | 1000
Scotland - Northern Ireland |  |  | 500
Wales - Irish Republic |  |  | 500
Northern Ireland - Irish Republic |  |  | 600
Footnotes
(1) This list covers stations owned or operated by Major Power Producers, apart from non-thermal renewable sites under 30MW capacity (which are included in the database tab); other power stations (including many renewable sites and auto-generators) are included in the sub table on page 151.
(2) Managed by RWE.
(3) Joint venture between Green Coat Capital and Hermes, but operated by SSE.
(4) Now owned by EDF.
(5) Capacity reduced in 2013, with these stations typically now operating as Open Cycle Gas Turbines.
(6) Barrow owned 100% by Dong Energy.
(6b) Lincs Co-owned by Centrica (50%), DONG Energy (25%) and Siemens (25%).
(7) Joint venture with Scottish and Southern Energy (25.1%), OPW (24.8%) and DONG Energy (50.1%).
(8) Co-owned by EON (26)%), Dong (25%), La caisse de dépôt et placement du Québec (25%) and Masdar 20%.
(9) Owned by NDA but operated by Magnox Ltd.
(10) Joint venture between SSE and ESB.
(11) Operated by Wind Prospect Operations.
(12) Owned by NDA but operated by Px Limited.
(13) Joint venture with Green Coat Capital, but operated by SSE.
(14) Total capacity is 1,840 MW but because of transmission constraints only 1,180 MW can be used at any one time.
(15) Joint venture with Scottish and Southern Energy and Electricity First Limited.
(16) SYND Holdco is a joint venture between Greencoat and Swiss Life where Greencoat owns 51.6% and Swiss Life owns 48.4%.
* indicates CHP plant

## DUKES 2015
5.10 Power Stations in the United Kingdom
(operational at the end of May 2015)(1)
Company Name | Station Name | Fuel | Installed | Year of | Location
|  |  | Capacity | commission or | Scotland, Wales
|  |  | (MW) | year generation | Northern Ireland,
|  |  |  | began | or English region
A7 Energy (2) | Greendykeside | Wind | 4 | 2007 | Scotland
| Lochhead | Wind | 6 | 2009 | Scotland
AES | Ballylumford C | CCGT | 616 | 2003 | Northern Ireland
| Kilroot | Coal / oil | 520 | 1981 | Northern Ireland
| Ballylumford B | Gas | 540 | 1968 | Northern Ireland
| Ballylumford B OCGT | Gas oil | 116 | 1968 | Northern Ireland
| Kilroot OCGT | Gas oil | 142 | 1981 | Northern Ireland
Beaufort Wind Ltd (4) | Beinn Ghlas | Wind | 8 | 1999 | Scotland
| Bryn Titli | Wind | 10 | 1994 | Wales
| Carno | Wind | 34 | 1996 | Wales
| Kirkby Moor | Wind | 5 | 1993 | North West
| Lambrigg | Wind | 7 | 2000 | North West
| Llyn Alaw | Wind | 20 | 1997 | Wales
| Lochelbank | Wind | 9.6 | 2010 | Scotland
| Mynydd Gorddu | Wind | 10 | 1996 | Wales
| Novar | Wind | 17 | 1997 | Scotland
| Taff Ely | Wind | 9 | 1993 | Wales
| Tow Law | Wind | 2 | 2001 | North East
| Trysglwyn | Wind | 6 | 1996 | Wales
| Bears Down | Wind | 10 | 2001 | South West
| Farr | Wind | 92 | 2006 | Scotland
| Ffynnon Oer | Wind | 32 | 2006 | Wales
| Windy Standard | Wind | 22 | 1996 | Scotland
| Causeymire | Wind | 48 | 2004 | Scotland
| North Hoyle | Wind (offshore) | 60 | 2003 | Wales
BIIF LP | Black Hill | Wind | 29 | 2006 | Scotland
| Wadlow | Wind | 26 | 2012 | East
Braes of Doune Windfarm (5) | Braes of Doune | Wind | 72 | 2007 | Scotland
British Energy (6) | Dungeness B | Nuclear | 1050 | 1983 | South East
| Hartlepool | Nuclear | 1180 | 1984 | North East
| Heysham 1 | Nuclear | 1155 | 1984 | North West
| Heysham 2 | Nuclear | 1230 | 1988 | North West
| Hinkley Point B | Nuclear | 955 | 1976 | South West
| Hunterston B | Nuclear | 965 | 1976 | Scotland
| Sizewell B | Nuclear | 1198 | 1995 | East
| Torness | Nuclear | 1185 | 1988 | Scotland
Cemmaes Windfarm Ltd (7) | Cemmaes | Wind | 15 | 2002 (8) | Wales
Centrica | Barry (9) | CCGT | 235 | 1998 | Wales
| Glanford Brigg (9) | CCGT | 150 | 1993 | Yorkshire and the Humber
| Killingholme | CCGT | 665 | 1994 | Yorkshire and the Humber
| Langage | CCGT | 905 | 2010 | South West
| Peterborough (9) | CCGT | 240 | 1993 | East
| South Humber Bank | CCGT | 1310 | 1996 | Yorkshire and the Humber
| Glens of Foudland | Wind | 26 | 2005 | Scotland
| Inner Dowsing | Wind (offshore) | 97 | 2009 | East Midlands
| Lynn | Wind (offshore) | 97 | 2009 | East Midlands
CEP Wind 2 Ltd (10) | Gruig | Wind | 25 | 2009 | Northern Ireland
CEP Wind 3 Ltd | Todmorden | Wind | 12.5 | 2014 | Yorkshire and the Humber
Cold Northcott Windfarm Ltd (7) | Cold Northcott | Wind | 7 | 1993 | South West
Coolkeeragh ESB Ltd | Coolkeeragh | CCGT | 408 | 2005 | Northern Ireland
| Coolkeeragh OCGT | Gas oil | 53 | 2005 | Northern Ireland
Corby Power Ltd | Corby | CCGT | 401 | 1993 | East Midlands
Dong Energy | Barrow (11) | Wind (offshore) | 90 | 2006 | North West
| Burbo Bank | Wind (offshore) | 90 | 2009 | North West
| Gunfleet Sands 1 | Wind (offshore) | 108 | 2010 | South East
| Gunfleet Sands 2 | Wind (offshore) | 65 | 2010 | South East
| Gunfleet Sands 3 | Wind (offshore) | 12 | 2013 | South East
| Lincs (11) | Wind (offshore) | 270 | 2012 | East
For footnotes see page 152
5.10 Power Stations in the United Kingdom
(operational at the end of May 2015)(1) (continued)
Company Name | Station Name | Fuel | Installed | Year of | Location
|  |  | Capacity | commission or | Scotland, Wales
|  |  | (MW) | year generation | Northern Ireland,
|  |  |  | began | or English region
Dong Energy (continued) | Walney 1 (3) | Wind (offshore) | 184 | 2011 | North West
| Walney 2 (3) | Wind (offshore) | 184 | 2011 | North West
| West of Duddon Sands | Wind (offshore) | 389 | 2014 | North West
| Westermost Rough | Wind (offshore) | 210 | 2015 | South East
Drax Power Ltd | Drax | Coal / biomass | 3870 | 1974 | Yorkshire and the Humber
| Drax GT | Gas oil | 75 | 1971 | Yorkshire and the Humber
E.On UK | Ironbridge | Biomass | 360 | 1970 | West Midlands
| Steven's Croft * | Biomass | 50 | 2007 | Scotland
| Blackburn Meadows | Biomass | 33 | 2015 | Yorkshire and the Humber
| Castleford | CCGT | 56 | 2002 | Yorkshire and the Humber
| Connahs Quay | CCGT | 1380 | 1996 | Wales
| Cottam Development Centre | CCGT | 395 | 1999 | East Midlands
| Enfield | CCGT | 408 | 1999 | London
| Grain CHP * | CCGT | 1365 | 2010 | South East
| Killingholme | CCGT | 900 | 1993 | Yorkshire and the Humber
| Sandbach | CCGT | 56 | 1999 | North West
| Thornhill | CCGT | 50 | 1998 | Yorkshire and the Humber
| Ratcliffe | Coal | 2000 | 1968 | East Midlands
| Grain GT | Gas oil | 55 | 1978 | South East
| Ratcliffe GT | Gas oil | 34 | 1966 | East Midlands
| Taylor's Lane GT | Gas oil | 144 | 1979 | London
| Askam (28) | Wind | 5 | 1999 | North West
| Bowbeat (Emly Bank) | Wind | 15.6 | 2002 | Scotland
| Bowbeat (Roughside) | Wind | 15.6 | 2002 | Scotland
| Butterwick Moor Circuit 1 | Wind | 10.25 | 2011 | North East
| Butterwick Moor Circuit 2 | Wind | 10.25 | 2011 | North East
| Camster | Wind | 50 | 2012 | Scotland
| Deucheran Hill | Wind | 16 | 2001 | Scotland
| Great Eppleton (ex NFFO) | Wind | 4.1 | 2010 | North East
| Great Eppleton RO | Wind | 4.1 | 2010 | North East
| Hare Hill | Wind | 6 | 2004 | North East
| Haswell Moor Circuit 1 | Wind | 5.125 | 2010 | North East
| Haswell Moor Circuit 2 | Wind | 5.125 | 2010 | North East
| High Volts | Wind | 2.75 | 2004 | North East
| High Volts RO | Wind | 5.5 | 2004 | North East
| Holmside | Wind | 2.75 | 2004 | North East
| Holmside RO | Wind | 2.75 | 2004 | North East
| Lowca (29) | Wind | 5 | 2000 | North West
| Oldside (30) | Wind | 5 | 1996 | North West
| Out Newton | Wind | 9 | 2002 | Yorkshire and the Humber
| Rhyd y Groes (31) | Wind | 7 | 1992 | Wales
| Rosehall | Wind | 24.7 | 2012 | Scotland
| Siddick (30) | Wind | 4 | 1996 | North West
| Stags Holt | Wind | 20 | 2007 | East
| Tween Bridge | Wind | 44 | 2012 | North East
| Blyth T1 | Wind (offshore) | 2.25 | 2000 | North East
| Blyth T2 | Wind (offshore) | 2 | 2000 | North East
| Robin Rigg East | Wind (offshore) | 90 | 2010 | Scotland
| Robin Rigg West | Wind (offshore) | 90 | 2010 | Scotland
| Scroby Sands | Wind (offshore) | 60 | 2004 | East
EDF Energy | West Burton CCGT | CCGT | 1332 | 2012 | East Midlands
| Cottam | Coal | 2008 | 1969 | East Midlands
| West Burton | coal | 2012 | 1967 | East Midlands
| Barkantine Heat & Power Company * | Gas | 1 | 2000 | London
| London Heat & Power Company * | Gas | 9 | 2000 | London
| West Burton GT | Gas oil | 40 | 1967 | East Midlands
EDF Energy Renewables | Bicker Fen | Wind | 26 | 2008 | East Midlands
| Boundary Lane | Wind | 6 | 2013 | North East
| Burnfoot Hill | Wind | 30.1 | 2010 | Scotland
| Fairfield | Wind | 7 | 2011 | North West
| Fallago Rig | Wind | 144 | 2013 | Scotland
| Glass Moor 2 | Wind | 12 | 2013 | East Midlands
| Green Rigg | Wind | 36 | 2012 | North East
| Longpark | Wind | 38 | 2009 | Scotland
| Roade | Wind | 7.2 | 2014 | East Midlands
| Rusholme | Wind | 24 | 2010 | Yorkshire and the Humber
| Walkway | Wind | 14 | 2008 | North East
| Barmoor | Wind | 12 | 2014 | North East
| Teeside | Wind (offshore) | 62 | 2014 | North East
For footnotes see page 152
5.10 Power Stations in the United Kingdom
(operational at the end of May 2015)(1) (continued)
Company Name | Station Name | Fuel | Installed | Year of | Location
|  |  | Capacity | commission or | Scotland, Wales
|  |  | (MW) | year generation | Northern Ireland,
|  |  |  | began | or English region
Eggborough Power Ltd | Eggborough | Coal | 1960 | 1967 | Yorkshire and the Humber
EPR Ely Limited | Elean | Straw | 38 | 2001 | East
| Eye Suffolk | Biomass | 13 | 1992 | East
EPR Glanford Ltd | Glanford | Meat & bone meal | 13 | 1993 | East
EPR Scotland Ltd | Westfield | Biomass | 12 | 2000 | Scotland
EPR Thetford Ltd | Thetford | Biomass | 39 | 1998 | East
Falck Renewables Wind Ltd | Ben Aketil | Wind | 27.6 | 2007 | Scotland
| Boyndie | Wind | 16.3 | 2006 | Scotland
| Cefn Croes | Wind | 58.5 | 2006 | Wales
| Earlsburn | Wind | 37.5 | 2007 | Scotland
| Kilbraur | Wind | 67.5 | 2008 | Scotland
| Millennium | Wind | 65 | 2008 | Scotland
| Nutberry | Wind | 15 | 2013 | Scotland
| West Browncastle | Wind | 30 | 2014 | Scotland
Fenland Windfarms Ltd (7) | Deeping | Wind | 16 | 2006 | East Midlands
| Glass Moor | Wind | 16 | 2006 | East Midlands
| Red House | Wind | 12 | 2006 | East Midlands
| Red Tile | Wind | 24 | 2007 | East Midlands
Fred Olsen | Crystal Rig 2 | Wind | 138 | 2010 | Scotland
| Crystal Rig | Wind | 63 | 2003 | Scotland
| Mid Hill | Wind | 75.9 | 2014 | Scotland
| Paul's Hill | Wind | 64 | 2005 | Scotland
| Rothes | Wind | 51 | 2004 | Scotland
| Rothes 2 | Wind | 41.4 | 2013 | Scotland
ENGIE | Blantyre | Wind | 17 | 2014 | Scotland
| Crimp | Wind | 2 | 2011 | South West
| Carsington | Wind | 8 | 2014 | East Midlands
| Flimby | Wind | 6 | 2013 | North West
| Scotia | Wind | 20 | 2010 | Scotland
| Barlockhart Moor | Wind | 8 | 2013 | Scotland
| Sober Hill | Wind | 12 | 2013 | Yorkshire and the Humber
Great Orton Windfarm Ltd (6)(7) | Great Orton | Wind | 4 | 1999 | North West
Greencoat UK Wind | Kildrummy | Wind | 18 | 2013 | Scotland
| Cotton Farm | Wind | 16 | 2013 | East
| Earls Hall Farm | Wind | 10 | 2013 | East
High Hedley Hope Wind Ltd (7) | Broomhill | Wind | 8 | 2008 | North East
| High Hedley 1 | Wind | 2 | 2001 | North East
| High Hedley 2 | Wind | 5 | 2008 | North East
| Langley Park | Wind | 8 | 2008 | North East
| Trimdon Grange | Wind | 5 | 2008 | North East
Infinis | Ardrossan | Wind | 24 | 2004 | Scotland
| Ardrossan Extension | Wind | 6 | 2008 | Scotland
| Blackstone Edge | Wind | 6 | 2013 | Yorkshire and the Humber
| Dalswinton | Wind | 30 | 2008 | Scotland
| Glenkerie | Wind | 20 | 2012 | Scotland
| Gordonstown | Wind | 6 | 2013 | Scotland
| Hill of Fiddes | Wind | 7 | 2010 | Scotland
| Lissett | Wind | 30 | 2007 | Yorkshire and the Humber
| Low Spinney | Wind | 8 | 2011 | East Midlands
| Minsca | Wind | 37 | 2008 | Scotland
| Mynydd Clogau | Wind | 14 | 2004 | Wales
| Rheidol | Wind | 2 | 1997 | Wales
| Seamer | Wind | 10 | 2012 | North East
| Slieve Divena | Wind | 30 | 2009 | Northern Ireland
| Westfield | Wind | 10 | 2013 | Scotland
| Wingates | Wind | 15 | 2013 | North East
Intergen | Coryton | CCGT | 800 | 2001 | East
| Rocksavage | CCGT | 810 | 1998 | North West
| Spalding | CCGT | 880 | 2004 | East Midlands
For footnotes see page 152
5.10 Power Stations in the United Kingdom
(operational at the end of May 2015)(1) (continued)
Company Name | Station Name | Fuel | Installed | Year of | Location
|  |  | Capacity | commission or | Scotland, Wales
|  |  | (MW) | year generation | Northern Ireland,
|  |  |  | began | or English region
ENGIE | Deeside | CCGT | 515 | 1994 | Wales
| Saltend * | CCGT | 1200 | 2000 | Yorkshire and the Humber
| Rugeley | Coal | 1006 | 1972 | West Midlands
| Rugeley GT | Gas oil | 50 | 1972 | West Midlands
| Indian Queens | Gas oil / kerosene | 140 | 1996 | South West
| Dinorwig | Pumped storage | 1728 | 1983 | Wales
| Ffestiniog | Pumped storage | 360 | 1961 | Wales
K/S Winscales (7) | Winscales 1 | Wind | 2 | 1999 | North West
| Winscales 2 | Wind | 7 | 2005 | North West
Kirkheaton Wind Ltd (7) | Kirkheaton | Wind | 2 | 2000 | North East
Llangwyryfon Windfarm Ltd (7) | Llangwyryfon | Wind | 9 | 2003 | Wales
London Array Ltd (13) | London Array | Wind (offshore) | 630 | 2012 | South East
Londonwaste Limited | Edmonton | Waste | 60 | 1970 | South East
Lynemouth Power Ltd (14) | Lynemouth | Coal | 420 | 1972 | North East
Magnox Ltd (15) | Maentwrog | Hydro | 35 | 1928 | Wales
| Wylfa | Nuclear | 490 | 1971 | Wales
Marchwood Power Limited (16) | Marchwood | CCGT | 842 | 2009 | South West
MEAG (17) | Bagmoor | Wind | 16 | 2009 | East Midlands
| Scout Moor (3) | Wind | 65 | 2009 | North West
| Tir Mostyn & Foel Goch | Wind | 21 | 2005 | Wales
| Newton of Fortrie | Wind | 6.9 | 2013 | Scotland
| Middlewick | Wind | 20.7 | 2014 | South East
| GV March | Wind | 1.5 | 2012 | East Midlands
MPF Operations Limited | Severn Power | CCGT | 850 | 2010 | Wales
| Baglan Bay CCGT | CCGT | 520 | 2002 | Wales
| Baglan Bay OCGT | OCGT | 32.3 | 2002 | Wales
| Sutton Bridge | CCGT | 819 | 1999 | East
Peel Energy Ltd | Seaforth | Wind | 3 | 1999 | North West
Prime Renewables Gmbh | Port of Liverpool | Wind | 10 | 2008 | North West
Px Limited (18) | Fellside CHP * | Gas | 180 | 1995 | North West
Resonance (17) | Arnish Moor | Wind | 3.9 | 2006 | Scotland
| Betty Hill | Wind | 6 | 2013 | Scotland
| Dewlay Cheese | Wind | 2 | 2010 | North West
| Solutia | Wind | 5 | 2009 | Wales
| Strath of Brydock | Wind | 6.9 | 2009 | Scotland
| Workington (Eastman) | Wind | 4 | 2005 | North West
RES-UK & Ireland Ltd | Dyffryn Brodyn | Wind | 5 | 1994 | Wales
| Four Burrows | Wind | 5 | 1995 | South West
| Woolley Hill | Wind | 10 | 2014 | East
| Jacks Lane | Wind | 15 | 2014 | East
Riverside Resource Recovery Limited | Belvedere | Waste | 80 | 2011 | South East
RWE Npower Plc | Didcot B | CCGT | 1470 | 1998 | South East
| Great Yarmouth | CCGT | 420 | 2001 | East
| Little Barford | CCGT | 720 | 1995 | East
| Pembroke | CCGT | 2180 | 2012 | Wales
| Staythorpe C | CCGT | 1772 | 2010 | East Midlands
| Aberthaw B | Coal | 1586 | 1971 | Wales
| Aberthaw GT | Gas oil | 51 | 1971 | Wales
| Cowes | Gas oil | 140 | 1982 | South East
| Didcot GT | Gas oil | 100 | 1972 | South East
| Little Barford GT | Gas oil | 17 | 2006 | East
| Littlebrook GT | Gas oil | 105 | 1982 | South East
| Littlebrook D | Oil | 1370 | 1982 | South East
For footnotes see page 152
5.10 Power Stations in the United Kingdom
(operational at the end of May 2015)(1) (continued)
Company Name | Station Name | Fuel | Installed | Year of | Location
|  |  | Capacity | commission or | Scotland, Wales
|  |  | (MW) | year generation | Northern Ireland,
|  |  |  | began | or English region
RWE Innogy UK Ltd | Black Rock | Hydro | 4 | 2012 | Scotland
(Part of RWE Npower) | Braevallich | Hydro | 2 | 2005 | Scotland
| Carnoch | Hydro | 1 | 2009 | Scotland
| Cwm Dyli | Hydro | 10 | 2002 (8) | Wales
| Dolgarrog High Head | Hydro | 17 | 2002 (8) | Wales
| Dolgarrog Low Head | Hydro | 15 | 1926/2002 | Wales
| Douglas Water | Hydro | 3 | 2008 | Scotland
| Garrogie | Hydro | 2 | 2005 | Scotland
| Inverbain | Hydro | 1 | 2006 | Scotland
| Inverlael | Hydro | 3 | 2009 | Scotland
| Kielder | Hydro | 6 | 2006 (8) | North East
| Maldie | Hydro | 4 | 2013 | Scotland
| River E | Hydro | 3 | 2008 | Scotland
| An Suidhe | Wind | 22 | 2005 | Scotland
| Bilbster | Wind | 4 | 2008 | Scotland
| Bradwell | Wind | 21 | 2013 | North East
| Burgar Hill | Wind | 5 | 2007 | Scotland
| Goole Fields | Wind | 4 | 2013 | North East
| Hameldon Hill | Wind | 6 | 2007 | North West
| Hameldon Hill Extension | Wind | 6 | 2014 | North West
RWE Innogy Ltd (continued) | Hellrigg | Wind | 9 | 2012 | North West
| Hollies | Wind | 3 | 2008 | East
| Kiln Pit Hill | Wind | 14 | 2012 | North East
| Knabs Ridge | Wind | 16 | 2008 | North East
| Lindhurst | Wind | 9 | 2010 | East Midlands
| Little Cheyne Court | Wind | 60 | 2008 | South East
| Middlemoor | Wind | 54 | 2013 | North East
| Novar 2 | Wind | 37 | 2012 | Scotland
| Rhyl Flats | Wind (offshore) | 90 | 2009 | Wales
| Gwynt y Mor | Wind (offshore) | 576 | 2013 | Wales
RWE Innogy UK Ltd | Markinch CHP | Biomass | 65 | 2014 | Scotland
Scottish and Southern
Hydro Schemes:
Affric/Beauly | Aigas | Hydro | 20 | 1962 | Scotland
| Culligran | Hydro | 17 | 1962 | Scotland
| Culligran Compensation Set | Hydro | 2 | 1962 | Scotland
| Deanie | Hydro | 38 | 1963 | Scotland
| Fasnakyle | Hydro | 69 | 1951 | Scotland
| Fasnakyle Compensation Set | Hydro | 8 | 2006 | Scotland
| Kilmorack | Hydro | 20 | 1962 | Scotland
| Mullardoch Tunnel | Hydro | 2 | 1955 | Scotland
Breadalbane | Cashlie | Hydro | 11 | 1959 | Scotland
| Dalchonzie | Hydro | 4 | 1958 | Scotland
| Finlarig | Hydro | 17 | 1955 | Scotland
| Lednock | Hydro | 3 | 1961 | Scotland
| Lochay | Hydro | 46 | 1958 | Scotland
| Lochay Compensation Set | Hydro | 2 | 1959 | Scotland
| Lubreoch | Hydro | 4 | 1958 | Scotland
| St. Fillans | Hydro | 17 | 1957 | Scotland
Conon | Achanalt | Hydro | 3 | 1956 | Scotland
| Cuileg | Hydro | 3 | 2002 | Scotland
| Grudie Bridge | Hydro | 19 | 1950 | Scotland
| Luichart | Hydro | 34 | 1954 | Scotland
| Loch Dubh | Hydro | 1 | 1954 | Scotland
| Mossford | Hydro | 19 | 1957 | Scotland
| Orrin | Hydro | 18 | 1959 | Scotland
| Torr Achilty | Hydro | 15 | 1954 | Scotland
Foyers | Foyers | Hydro / pumped storage | 300 | 1974 | Scotland
Great Glen | Ceannacroc | Hydro | 20 | 1956 | Scotland
| Foyers Falls | Hydro | 5 | 1968 | Scotland
| Glendoe | Hydro | 100 | 2008 | Scotland
| Glenmoriston | Hydro | 40 | 1957 | Scotland
| Invergarry | Hydro | 20 | 1956 | Scotland
| Kingairloch | Hydro | 4 | 2005 | Scotland
| Livishie | Hydro | 17 | 1962 | Scotland
| Mucomir | Hydro | 2 | 1962 | Scotland
| Quoich | Hydro | 18 | 1955 | Scotland
For footnotes see page 152
5.10 Power Stations in the United Kingdom
(operational at the end of May 2015)(1) (continued)
Company Name | Station Name | Fuel | Installed | Year of | Location
|  |  | Capacity | commission or | Scotland, Wales
|  |  | (MW) | year generation | Northern Ireland,
|  |  |  | began | or English region
Shin | Cassley | Hydro | 10 | 1959 | Scotland
| Lairg | Hydro | 4 | 1959 | Scotland
| Shin | Hydro | 19 | 1958 | Scotland
Sloy/Awe | Allt-na-Lairige | Hydro | 7 | 1956 | Scotland
| Clachan | Hydro | 40 | 1955 | Scotland
| Inverawe | Hydro | 25 | 1963 | Scotland
| Kilmelfort | Hydro | 2 | 1956 | Scotland
| Loch Gair | Hydro | 6 | 1961 | Scotland
| Lussa | Hydro | 2 | 1952 | Scotland
| Nant | Hydro | 15 | 1963 | Scotland
| Sloy | Hydro | 153 | 1950 | Scotland
| Sron Mor | Hydro | 4 | 1957 | Scotland
| Striven | Hydro | 8 | 1951 | Scotland
Tummel | Clunie | Hydro | 61 | 1950 | Scotland
| Cuaich | Hydro | 3 | 1959 | Scotland
| Errochty | Hydro | 75 | 1955 | Scotland
| Gaur | Hydro | 8 | 1953 | Scotland
| Loch Ericht | Hydro | 2 | 1962 | Scotland
| Pitlochry | Hydro | 15 | 1950 | Scotland
| Rannoch | Hydro | 45 | 1930 | Scotland
| Tummel | Hydro | 34 | 1933 | Scotland
Wind | Achany | Wind | 38 | 2010 | Scotland
| Artfield Fell | Wind | 20 | 2005 | Scotland
| Balmurrie Fell | Wind | 9 | 2012 | Scotland
| Bessy Bell 1 | Wind | 5 | 1995 | Northern Ireland
| Bessy Bell 2 | Wind | 9 | 2008 | Northern Ireland
Bin Mountain Windfarm (NI) Limited (19) | Bin Mountain (19) | Wind | 9 | 2007 | Northern Ireland
Carcant Windfarm (Scotland) Limited (19) | Carcant (19) | Wind | 7 | 2010 | Scotland
| Cathkin Braes | Wind | 3 | 2013 | Scotland
Clyde Windfarm (Scotland) Limited * | Clyde Central | Wind | 113 | 2011 | Scotland
Clyde Windfarm (Scotland) Limited * | Clyde North | Wind | 108 | 2012 | Scotland
Clyde Windfarm (Scotland) Limited * | Clyde South | Wind | 129 | 2011 | Scotland
| Drumderg | Wind | 37 | 2008 | Scotland
| Fairburn | Wind | 40 | 2009 | Scotland
| Gordonbush | Wind | 70 | 2011 | Scotland
Griffin Windfarm Limited | Griffin | Wind | 189 | 2011 | Scotland
| Hadyard Hill | Wind | 120 | 2005 | Scotland
Keadby Wind Farm Limited * | Keadby | Wind | 68 | 2013 | Yorkshire and the Humber
| National Offshore Wind Turbine Test Facility (NOWTTF) | Wind | 13 | 2014 | Scotland
| Port of Tilbury | Wind | 9 | 2013 | East
| Slieve Kirk | Wind | 74 | 2011 | Northern Ireland
| Spurness Extension (20) | Wind | 10 | 2012 | Scotland
| Tangy | Wind | 19 | 2002 | Scotland
Tappaghan Windfarm (NI) Limited (19) | Tappaghan (19) | Wind | 29 | 2005 | Northern Ireland
SSE Toddleburn Limited * | Toddleburn | Wind | 28 | 2010 | Scotland
Small Hydros: | Chliostair | Hydro | 1 | 1960 | Scotland
| Kerry Falls | Hydro | 1 | 1951 | Scotland
| Nostie Bridge | Hydro | 1 | 1950 | Scotland
| Storr Lochs | Hydro | 2 | 1952 | Scotland
Thermal:
| Medway | CCGT | 700 | 1995 | South East
| Peterhead (22) | CCGT | 1180 | 1980 | Scotland
| Ferrybridge C | Coal / biomass | 980 | 1966 | Yorkshire and the Humber
| Fiddler’s Ferry | Coal / biomass | 1961 | 1971 | North West
| Slough * | Coal / biomass / gas / waste derived fuel | 35 | 1918 | South East
| Chippenham | Gas | 10 | 2002 | South West
| Ferrybridge GT | Gas oil | 34 | 1966 | Yorkshire and the Humber
| Fiddler’s Ferry GT | Gas oil | 34 | 1969 | North West
| Keadby GT | Gas oil | 25 | 1994 | Yorkshire and the Humber
| Burghfield | Gas / oil | 45 | 1998 | South East
| Chickerell | Gas / oil | 45 | 1998 | South West
| Five Oaks | Light oil | 8.7 | 1995 | South East
| Thatcham | Light oil | 8.7 | 1994 | South East
Island Generation | Arnish | Diesel | 10 | 2001 | Scotland
| Barra | Diesel | 3 | 1990 | Scotland
| Bowmore | Diesel | 6 | 1946 | Scotland
| Kirkwall | Diesel | 16 | 1953 | Scotland
For footnotes see page 152
5.10 Power Stations in the United Kingdom
(operational at the end of May 2015)(1) (continued)
Company Name | Station Name | Fuel | Installed | Year of | Location
|  |  | Capacity | commission or | Scotland, Wales
|  |  | (MW) | year generation | Northern Ireland,
|  |  |  | began | or English region
Island Generation (continued) | Lerwick | Diesel | 67 | 1953 | Scotland
| Loch Carnan, South Uist | Diesel | 9 | 1971 | Scotland
| Stornoway | Diesel | 24 | 1950 | Scotland
| Tiree | Diesel | 3 | 1945 | Scotland
Greater Gabbard Offshore Winds Limited | Greater Gabbard (21) | Wind (offshore) | 504 | 2011 | East
Scottish Power
Hydro schemes:
Galloway | Carsfad | Hydro | 12 | 1936 | Scotland
| Drumjohn | Hydro | 2 | 1985 | Scotland
| Earlstoun | Hydro | 14 | 1936 | Scotland
| Glenlee | Hydro | 24 | 1935 | Scotland
| Kendoon | Hydro | 24 | 1936 | Scotland
| Tongland | Hydro | 33 | 1935 | Scotland
Lanark | Bonnington | Hydro | 11 | 1927 | Scotland
| Stonebyres | Hydro | 6 | 1927 | Scotland
Cruachan | Cruachan | Pumped storage | 440 | 1966 | Scotland
Thermal: | Damhead Creek | CCGT | 805 | 2000 | South East
| Rye House | CCGT | 715 | 1993 | East
| Shoreham | CCGT | 420 | 2000 | South East
| Longannet | Coal | 2260 | 1970 | Scotland
| Blackburn | CCGT | 59 | 2011 | North West
| Pilkington - Greengate * | Gas | 10 | 1998 | North West
Wind: | Arecleoch | Wind | 120 | 2010 | Scotland
| Beinn an Tuirc 1 | Wind | 30 | 2001 | Scotland
| Beinn an Tuirc 2 | Wind | 44 | 2012 | Scotland
| Beinn Tharsuinn | Wind | 30 | 2007 | Scotland
| Black Law | Wind | 124 | 2005 | Scotland
| Callagheen | Wind | 17 | 2006 | Northern Ireland
| Carland Cross RP | Wind | 20 | 2013 (23) | South West
| Clachan Flats | Wind | 15 | 2009 | Scotland
| Coal Clough RP (32) | Wind | 16 | 2014 | North West
| Coldham | Wind | 16 | 2006 | East
| Corkey | Wind | 5 | 1994 | Northern Ireland
| Cruach Mhor | Wind | 30 | 2004 | Scotland
| Dun Law 1 | Wind | 17 | 2000 | Scotland
| Dun Law 2 | Wind | 30 | 2009 | Scotland
| Elliot's Hill | Wind | 5 | 1995 | Northern Ireland
| Green Knowes | Wind | 27 | 2008 | Scotland
| Hagshaw Hill 1 | Wind | 16 | 1995 | Scotland
| Hagshaw Hill 2 | Wind | 26 | 2009 | Scotland
| Hare Hill | Wind | 13 | 2000 | Scotland
| Harestanes | Wind | 136 | 2013 | Scotland
| Lynemouth | Wind | 26 | 2012 | North East
| Mark Hill | Wind | 56 | 2011 | Scotland
| Middleton | Wind | 12 | 2013 | Scotland
| Penryddian & Llidiartywaun | Wind | 31 | 1992 | Wales
| Rigged Hill | Wind | 5 | 1994 | Northern Ireland
| Wether Hill | Wind | 18 | 2007 | Scotland
| Whitelee | Wind | 322 | 2007 | Scotland
| Whitelee II | Wind | 217 | 2012 | Scotland
| Wolf Bog | Wind | 10 | 2008 | Northern Ireland
Seabank Power Limited (24) | Seabank 1 | CCGT | 812 | 1998 | South West
| Seabank 2 | CCGT | 410 | 2000 | South West
Sembcorp Utilities (UK) Ltd | Wilton 10 * | Biomass | 38 | 2007 | North East
| Wilton GT2 * | Gas | 42 | 2005 | North East
| Wilton GT1 * | Gas | 42 | 1952 | North East
South East London | South East London
Combined Heat & Power Ltd | SELCHP ERF | Waste | 32 | 1994 | London
Statkraft Energy Ltd | Rheidol | Hydro | 49 | 1961 | Wales
Statkraft Wind UK Ltd | Alltwalis | Wind | 23 | 2009 | Wales
| Baillie | Wind | 52.5 | 2013 | Scotland
| Berry Burn | Wind | 66.7 | 2013 | Scotland
| Scira (Sheringham Shoal BMU 1) | Wind (offshore) | 158 | 2012 | East
| Scira (Sheringham Shoal BMU 2) | Wind (offshore) | 158 | 2012 | East
For footnotes see page 152
5.10 Power Stations in the United Kingdom
(operational at the end of May 2015)(1) (continued)
Company Name | Station Name | Fuel | Installed | Year of | Location
|  |  | Capacity | commission or | Scotland, Wales
|  |  | (MW) | year generation | Northern Ireland,
|  |  |  | began | or English region
SYND Holdco | Sixpenny Wood | Wind | 21 | 2013 | Yorkshire and the Humber
| Yelvertoft | Wind | 16 | 2013 | East Midlands
| North Rhins | Wind | 22 | 2010 | Scotland
| Drone Hill | Wind | 29 | 2012 | Scotland
Talisman Energy | Beatrice (3) | Wind (offshore) | 10 | 2007 | Scotland
The Renewables Infrastructure Group (UK) Ltd | Altahullion | Wind | 26 | 2003 | Northern Ireland
| Altahullion Extension | Wind | 12 | 2007 | Northern Ireland
| Earlseat | Wind | 16 | 2014 | Scotland
| Forss | Wind | 2 | 2003 | Scotland
| Forss Extension | Wind | 5 | 2007 | Scotland
| Grange | Wind | 14 | 2013 | North West
| Hill of Towie | Wind | 48 | 2012 | Scotland
| Kelburn | Wind | 28 | 2011 | Scotland
| Meikle Carewe | Wind | 10.2 | 2013 | Scotland
| Tallentire | Wind | 12 | 2013 | North West
| Lendrum's Bridge | Wind | 13 | 2000 | Northern Ireland
| Lough Hill | Wind | 8 | 2007 | Northern Ireland
| Roos | Wind | 17.1 | 2012 | Yorkshire and the Humber
Third Energy Trading Ltd (Formerly RGS) | Knapton | Gas | 40 | 1994 | Yorkshire and the Humber
Triodos (17) | Dunfermline (FMC) | Wind | 1.5 | 2012 | Scotland
| Eye Airfield | Wind | 5 | 2013 | England
Vattenfall Wind Power | Clashindarroch | Wind | 37 | 2015 | Scotland
| Edinbane | Wind | 41 | 2010 | Scotland
| Swinford | Wind | 22 | 2012 | East Midlands
| Kentish Flats | Wind (offshore) | 90 | 2005 | South East
| Ormonde | Wind (offshore) | 150 | 2011 | North West
| Thanet | Wind (offshore) | 300 | 2010 | South East
Velocita (17) | Maerdy | Wind | 24 | 2013 | Wales
VPI Immingham LLP | VPI Immingham * | Gas | 1240 | 2004 | Yorkshire and the Humber
Windcluster | Haverigg 3 (2) | Wind | 3 | 2005 | North West
Yorkshire Windpower Ltd (25) | Ovenden Moor | Wind | 9 | 1993 | Yorkshire and the Humber
| Royd Moor | Wind | 7 | 1993 | Yorkshire and the Humber
Total |  |  | 80945.55
Other power stations(26)
Renewable sources |  | wind | 2459
and combustible wastes |  | landfill gas | 1051
|  | sewage gas | 208
|  | hydro | 266
|  | biomass and waste | 1135
|  | solar photovoltaics and wave/tidal | 5386
CHP schemes listed in Table 5.11 |  | various fuels | 2221.3405
CHP schemes other than major power producers and |  | mainly gas | 1756.1005
renewables and those listed in Table 5.11
For footnotes see page 152
5.10 Power Stations in the United Kingdom
(operational at the end of May 2015)(1) (continued)
Interconnectors
Capacity
(MW)
England - France |  |  | 2000
England - Netherlands |  |  | 1000
Scotland - Northern Ireland |  |  | 500
Wales - Irish Republic |  |  | 500
Northern Ireland - Irish Republic |  |  | 600
Footnotes
(1) This list covers stations owned or operated by Major Power Producers; other power stations (including many renewable sites and auto-generators) are included in the sub table on page 151.
(2) Operated by HG Capital.
(3) Joint venture with Scottish and Southern Energy (25.1%), OPW (24.8%) and DONG Energy (50.1%).
(4) Managed by RWE.
(5) Joint venture between Green Coat Capital and Hermes, but operated by SSE.
(6) Now owned by EDF.
(7) Managed by EDF Energy Renewables Ltd.
(8) Recommissioning dates.
(9) Capacity reduced in 2013, with these stations typically now operating as Open Cycle Gas Turbines.
(10) Operated by RES-UK & Ireland Ltd.
11) Barrow owned 100% by Dong Energy.
(11b) Lincs Co-owned by Centrica (50%), DONG Energy (25%) and Siemens (25%).
(12) Animal Waste Derived Fuel, i.e. meat and bone meal, poultry litter, feathers and small quantities of other material such as wood chips.
(13) Co-owned by EON (30%), Dong (25%), La caisse de dépôt et placement du Québec (25%) and Masdar 20%.
(14) Owned by RWE.
(15) Owned by NDA but operated by Magnox Ltd.
(16) Joint venture between SSE and ESB.
(17) Operated by Wind Prospect Operations.
(18) Owned by NDA but operated by Px Limited.
(19) Owned by Green Coat Capital, but continues to be operated by SSE.
(20) Spurness re-powered in December 2012 with a capacity of 10MW.
(21) Joint venture with Green Coat Capital, but operated by SSE.
(22) Total capacity is 1,840 MW but because of transmission constraints only 1,180 MW can be used at any one time.
(23) Carland Cross re-powered in 2013 (originally commissioned in 1992).
(24) Joint venture with Scottish and Southern Energy and Electricity First Limited.
(25) Owned by E.On and EPR.
(26) As at end December 2012.
(27) SYND Holdco is a joint venture between Greencoat and Swiss Life where Greencoat owns 51.6% and Swiss Life owns 48.4%.
(28) Site no longer owned by E.ON. Site sold to Cannock Renewables in December 2014.
(29) Site no longer owned by E.ON. Site sold to Cumbria Wind Ltd in December 2014.
(30) Site no longer owned by E.ON. Site sold to Curlew Power Ltd in December 2014.
(31) Site owned by TPG Wind Ltd, a joint venture between E.ON and Eurus Energy UK Ltd.
(32) Re-powering of the original Coal Clough that was decommissioned.

## DUKES 2014
5.10 Power Stations in the United Kingdom
(operational at the end of May 2014)(1)
Company Name | Station Name | Fuel | Installed | Year of | Location
|  |  | Capacity | commission or | Scotland, Wales
|  |  | (MW) | year generation | Northern Ireland,
|  |  |  | began | or English region
A7 Energy (2) | Greendykeside | wind | 4 | 2007 | Scotland
| Lochhead | wind | 6 | 2009 | Scotland
AES | Ballylumford C | CCGT | 616 | 2003 | Northern Ireland
| Kilroot | coal/oil | 520 | 1981 | Northern Ireland
| Ballylumford B | gas | 540 | 1968 | Northern Ireland
| Ballylumford B OCGT | gas oil | 116 | 1968 | Northern Ireland
| Kilroot OCGT | gas oil | 142 | 1981 | Northern Ireland
Baglan Generation Ltd | Baglan Bay | CCGT | 510 | 2002 | Wales
Barking Power (3) | Barking | CCGT | 1000 | 1994 | London
Beaufort Wind Ltd (4) | Bears Down | wind | 10 | 2001 | South West
| Bein Ghlas | wind | 8 | 1999 | Scotland
| Bryn Titli | wind | 10 | 1994 | Wales
| Carno | wind | 34 | 1996 | Wales
| Farr | wind | 92 | 2006 | Scotland
| Ffynnon Oer | wind | 32 | 2006 | Wales
| Kirkby Moor | wind | 5 | 1993 | North West
| Lambrigg | wind | 7 | 2000 | North West
| Llyn Alaw | wind | 20 | 1997 | Wales
| Mynydd Gorddu | wind | 10 | 1996 | Wales
| Novar | wind | 17 | 1997 | Scotland
| Taff Ely | wind | 9 | 1993 | Wales
| Tow Law | wind | 2 | 2001 | North East
| Trysglwyn | wind | 6 | 1996 | Wales
| Windy Standard | wind | 22 | 1996 | Scotland
| Causeymire | wind | 48 | 2004 | Scotland
| North Hoyle | wind (offshore) | 60 | 2003 | Wales
BIIF LP | Black Hill | wind | 29 | 2006 | Scotland
| Wadlow | wind | 26 | 2012 | England
Braes of Doune Windfarm (5) | Braes of Doune | wind | 72 | 2007 | Scotland
British Energy (6) | Dungeness B | nuclear | 1040 | 1983 | South East
| Hartlepool | nuclear | 1180 | 1984 | North East
| Heysham 1 | nuclear | 1155 | 1984 | North West
| Heysham 2 | nuclear | 1220 | 1988 | North West
| Hinkley Point B | nuclear | 945 | 1976 | South West
| Hunterston B | nuclear | 960 | 1976 | Scotland
| Sizewell B | nuclear | 1198 | 1995 | East
| Torness | nuclear | 1185 | 1988 | Scotland
Cemmaes Windfarm Ltd (7) | Cemmaes | wind | 15 | 2002 (8) | Wales
Centrica | Barry (9) | CCGT | 140 | 1998 | Wales
| Glanford Brigg (9) | CCGT | 150 | 1993 | Yorkshire and the Humber
| Killingholme | CCGT | 665 | 1994 | Yorkshire and the Humber
| Langage | CCGT | 905 | 2010 | South West
| Peterborough (9) | CCGT | 240 | 1993 | East
| South Humber Bank | CCGT | 1310 | 1996 | Yorkshire and the Humber
| Glens of Foudland | wind | 26 | 2005 | Scotland
| Inner Dowsing | wind (offshore) | 97 | 2009 | East Midlands
| Lynn | wind (offshore) | 97 | 2009 | East Midlands
CEP Wind 2 Ltd (10) | Gruig | wind | 25 | 2009 | Northern Ireland
Cold Northcott Windfarm Ltd (7) | Cold Northcott | wind | 7 | 1993 | South West
Coolkeeragh ESB Ltd | Coolkeeragh | CCGT | 408 | 2005 | Northern Ireland
| Coolkeeragh OCGT | gas oil | 53 | 2005 | Northern Ireland
Corby Power Ltd | Corby | CCGT | 401 | 1993 | East Midlands
Dong Energy | Severn | CCGT | 848 | 2010 | Wales
| Barrow (11) | wind (offshore) | 90 | 2006 | North West
| Burbo Bank | wind (offshore) | 90 | 2009 | North West
| Gunfleet Sands 1 | wind (offshore) | 108 | 2010 | South East
| Gunfleet Sands 2 | wind (offshore) | 65 | 2010 | South East
| Gunfleet Sands 3 | wind (offshore) | 65 | 2013 | South East
| Lincs (11) | wind (offshore) | 270 | 2012 | East
For footnotes see page 152
5.10 Power Stations in the United Kingdom
(operational at the end of May 2014)(1) (continued)
Company Name | Station Name | Fuel | Installed | Year of | Location
|  |  | Capacity | commission or | Scotland, Wales
|  |  | (MW) | year generation | Northern Ireland,
|  |  |  | began | or English region
Dong Energy (continued) | Walney 1 (3) | wind (offshore) | 184 | 2011 | North West
| Walney 2 (3) | wind (offshore) | 184 | 2011 | North West
| West of Duddon Sands | wind (offshore) | 389 | 2014 | North West
Drax Power Ltd | Drax | coal/biomass | 3870 | 1974 | Yorkshire and the Humber
| Drax GT | gas oil | 75 | 1971 | Yorkshire and the Humber
E.On UK | Ironbridge | biomass | 360 | 1970 | West Midlands
| Steven's Croft * | biomass | 50 | 2007 | Scotland
| Castleford | CCGT | 56 | 2002 | Yorkshire and the Humber
| Connahs Quay | CCGT | 1380 | 1996 | Wales
| Cottam Development Centre | CCGT | 395 | 1999 | East Midlands
| Enfield | CCGT | 408 | 1999 | London
| Grain | CCGT | 1365 | 2010 | South East
| Killingholme | CCGT | 900 | 1993 | Yorkshire and the Humber
| Sandbach | CCGT | 56 | 1999 | North West
| Thornhill | CCGT | 50 | 1998 | Yorkshire and the Humber
| Ratcliffe | coal | 2000 | 1968 | East Midlands
| Grain GT * | gas oil | 55 | 1978 | South East
| Ratcliffe GT | gas oil | 34 | 1966 | East Midlands
| Taylor's Lane GT | gas oil | 144 | 1979 | London
| Askam | wind | 5 | 1999 | North West
| Bowbeat | wind | 31 | 2002 | Scotland
| Butterwick Moor | wind | 18.8 | 2011 | North East
| Camster | wind | 50 | 2012 | Scotland
| Deucheran Hill | wind | 16 | 2001 | Scotland
| Great Eppleton | wind | 8 | 2010 | North East
| Hare Hill | wind | 6 | 2004 | North East
| Haswell Moor | wind | 10 | 2010 | North East
| High Volts | wind | 8 | 2004 | North East
| Holmside | wind | 6 | 2004 | North East
| Lowca | wind | 5 | 2000 | North West
| Oldside | wind | 5 | 1996 | North West
| Out Newton | wind | 9 | 2002 | Yorkshire and the Humber
| Rhyd-y-Groes | wind | 7 | 1992 | Wales
| Rosehall | wind | 24.7 | 2012 | Scotland
| Siddick | wind | 4 | 1996 | North West
| Stags Holt | wind | 20 | 2007 | East
| Tween Bridge | wind | 44 | 2012 | North East
| Blyth | wind (offshore) | 4 | 2000 | North East
| Robin Rigg | wind (offshore) | 180 | 2010 | Scotland
| Scroby Sands | wind (offshore) | 60 | 2004 | East
EDF Energy | West Burton CCGT | CCGT | 1410 | 2012 | East Midlands
| Cottam | coal | 2008 | 1969 | East Midlands
| West Burton | coal | 2012 | 1967 | East Midlands
| Aberdare District Energy | gas | 10 | 2002 | Wales
| Bridgewater District Energy | gas | 10 | 2000 | South West
| Sevington District Energy | gas | 10 | 2000 | South East
| Solutia District Energy | gas | 10 | 2000 | Wales
| Barkantine Heat & Power Company * | gas | 1 | 2000 | London
| London Heat & Power Company * | gas | 9 | 2000 | London
| West Burton GT | gas oil | 40 | 1967 | East Midlands
| Thames Valley Power * | gas/gas oil | 15 | 1995 | London
(Imperial College)
EDF Energy Renewables | Bicker Fen | wind | 26 | 2008 | East Midlands
| Boundary Lane | wind | 6 | 2013 | North East
| Burnfoot Hill | wind | 26 | 2010 | Scotland
| Fairfield | wind | 7 | 2011 | North West
| Fallago | wind | 144 | 2013 | Scotland
| Glass Moor II | wind | 12 | 2013 | East Midlands
| Green Rigg | wind | 36 | 2012 | North East
| Longpark | wind | 38 | 2009 | Scotland
| Roade | wind | 7.2 | 2014 | Northampton
| Rusholme | wind | 24 | 2010 | Yorkshire and the Humber
| Walkway | wind | 14 | 2008 | North East
Eggborough Power Ltd | Eggborough | coal | 1960 | 1967 | Yorkshire and the Humber
EPR Ely Limited | Elean | straw/gas | 38 | 2001 | East
For footnotes see page 152
5.10 Power Stations in the United Kingdom
(operational at the end of May 2014)(1) (continued)
Company Name | Station Name | Fuel | Installed | Year of | Location
|  |  | Capacity | commission or | Scotland, Wales
|  |  | (MW) | year generation | Northern Ireland,
|  |  |  | began | or English region
EPR Eye Ltd | Eye, Suffolk | AWDF (12) | 13 | 1992 | East
EPR Glanford Ltd | Glanford | meat & bone meal | 13 | 1993 | East
EPR Scotland Ltd | Westfield | poultry litter | 12 | 2000 | Scotland
EPR Thetford Ltd | Thetford | poultry litter | 39 | 1998 | East
Falck Renewables Wind Ltd | Ben Aketil | wind | 27.6 | 2007 | Scotland
| Boyndie | wind | 16.3 | 2006 | Scotland
| Cefn Croes | wind | 58.5 | 2006 | Wales
| Earlsburn | wind | 37.5 | 2007 | Scotland
| Kilbraur | wind | 67.5 | 2008 | Scotland
| Millennium | wind | 65 | 2008 | Scotland
| Nutberry | wind | 15 | 2013 | Scotland
Fenland Windfarms Ltd (7) | Deeping | wind | 16 | 2006 | East Midlands
| Glass Moor | wind | 16 | 2006 | East Midlands
| Red House | wind | 12 | 2006 | East Midlands
| Red Tile | wind | 24 | 2007 | East Midlands
Fred Olsen | Crystal Rig II | wind | 138 | 2010 | Scotland
| Crystal Rig Windfarm | wind | 63 | 2003 | Scotland
| Mid Hill | wind | 75.9 | 2014 | Scotland
| Paul's Hill | wind | 64 | 2005 | Scotland
| Rothes | wind | 51 | 2004 | Scotland
| Rothes II | wind | 41.4 | 2013 | Scotland
GDF Suez | Blantyre | wind | 17 | 2014 | Scotland
| Crimp | wind | 2 | 2011 | England
| Crimp | wind | 2.4 | 2011 | South West
| Flimby | wind | 6 | 2013 | England
| Scotia | wind | 20 | 2010 | Scotland
| Sober | wind | 12 | 2013 | England
Great Orton Windfarm Ltd (6)(7) | Great Orton | wind | 4 | 1999 | North West
High Hedley Hope Wind Ltd (7) | Broomhill | wind | 8 | 2008 | North East
| High Hedley 1 | wind | 2 | 2001 | North East
| High Hedley 2 | wind | 5 | 2008 | North East
| Langley Park | wind | 8 | 2008 | North East
| Trimdon Grange | wind | 5 | 2008 | North East
Infinis | Ardrossan | wind | 24 | 2004 | Scotland
| Ardrossan Extension | wind | 6 | 2008 | Scotland
| Blackstone Edge | wind | 6 | 2013 | Yorkshire and the Humber
| Dalswinton | wind | 30 | 2008 | Scotland
| Glenkerie | wind | 20 | 2012 | Scotland
| Gordonstown | wind | 6 | 2013 | Scotland
| Hill of Fiddes | wind | 7 | 2010 | Scotland
| Lissett | wind | 30 | 2007 | Yorkshire and the Humber
| Low Spinney | wind | 8 | 2011 | East Midlands
| Minsca | wind | 37 | 2008 | Scotland
| Mynydd Clogau | wind | 14 | 2004 | Wales
| Rheidol | wind | 2 | 1997 | Wales
| Seamer | wind | 10 | 2012 | North East
| Slieve Divena | wind | 30 | 2009 | N Ireland
| Westfield | wind | 10 | 2013 | Scotland
| Wingates | wind | 15 | 2013 | North East
Intergen | Coryton | CCGT | 800 | 2001 | East
| Rocksavage | CCGT | 810 | 1998 | North West
| Spalding | CCGT | 880 | 2004 | East Midlands
International Power Ltd | Deeside | CCGT | 515 | 1994 | Wales
| Saltend * | CCGT | 1200 | 2000 | Yorkshire and the Humber
| Rugeley | coal | 1006 | 1972 | West Midlands
| Rugeley GT | gas oil | 50 | 1972 | West Midlands
| Indian Queens | gas oil/kerosene | 140 | 1996 | South West
| Dinorwig | pumped storage | 1728 | 1983 | Wales
| Ffestiniog | pumped storage | 360 | 1961 | Wales
K/S Winscales (7) | Winscales 1 | wind | 2 | 1999 | North West
| Winscales 2 | wind | 7 | 2005 | North West
For footnotes see page 152
5.10 Power Stations in the United Kingdom
(operational at the end of May 2014)(1) (continued)
Company Name | Station Name | Fuel | Installed | Year of | Location
|  |  | Capacity | commission or | Scotland, Wales
|  |  | (MW) | year generation | Northern Ireland,
|  |  |  | began | or English region
Kirkheaton Wind Ltd (7) | Kirkheaton | wind | 2 | 2000 | North East
Llangwyryfon Windfarm Ltd (7) | Llangwyryfon | wind | 9 | 2003 | Wales
London Array Ltd (13) | London Array | wind (offshore) | 630 | 2012 | South East
Londonwaste Limited | Edmonton | waste | 60 | 2012 | South East
Lynemouth Power Ltd (14) | Lynemouth | coal | 420 | 1972 | North East
Magnox Ltd (15) | Maentwrog | hydro | 28 | 1928 | Wales
| Wylfa | nuclear | 490 | 1971 | Wales
Marchwood Power Limited (16) | Marchwood | CCGT | 842 | 2009 | South West
MEAG (17) | Bagmoor | wind | 16 | 2009 | East Midlands
| Scout Moor (3) | wind | 65 | 2009 | North West
| Tyr Mostyn & Foel Goch | wind | 21 | 2005 | Wales
Peel Energy Ltd | Seaforth | wind | 3 | 1999 | North West
Prime Renewables Gmbh | Port of Liverpool | wind | 10 | 2008 | North West
Px Limited (18) | Fellside * | gas | 180 | 1995 | North West
RES UK & Ireland Ltd | Dyffryn Brodyn | wind | 5 | 1994 | Wales
| Four Burrows | wind | 5 | 1995 | South West
| Meikle Carewe | wind | 10.2 | 2013 | Scotland
| Tallentire | wind | 12 | 2013 | England
Resonance (17) | Arnish Moor | wind | 3.9 | 2006 | Scotland
| Betty Hill | wind | 6 | 2013 | Scotland
| Dewley Cheese | wind | 2 | 2010 | North West
| Solutia | wind | 5 | 2009 | Wales
| Strath of Brydock | wind | 6.9 | 2009 | Scotland
| Workington (Eastman) | wind | 4 | 2005 | North West
Riverside Resource Recovery Limited | Belvedere | waste | 80 | 2011 | South East
RWE Npower Plc | Didcot B | CCGT | 1470 | 1998 | South East
| Great Yarmouth | CCGT | 420 | 2001 | East
| Little Barford | CCGT | 720 | 1995 | East
| Pembroke | CCGT | 2180 | 2012 | Wales
| Staythorpe C | CCGT | 1748 | 2010 | East Midlands
| Aberthaw B | coal | 1586 | 1971 | Wales
| Aberthaw GT | gas oil | 51 | 1971 | Wales
| Cowes | gas oil | 140 | 1982 | South East
| Didcot GT | gas oil | 100 | 1972 | South East
| Fawley GT | gas oil | 68 | 1969 | South East
| Little Barford GT | gas oil | 17 | 2006 | East
| Littlebrook GT | gas oil | 105 | 1982 | South East
| Littlebrook D | oil | 1370 | 1982 | South East
| Tilbury GT | rapeseed oil | 68 | 1968 | East
RWE Npower Renewables Ltd | Black Rock | hydro | 4 | 2012 | Scotland
(Part of RWE Npower) | Braevallich | hydro | 2 | 2005 | Scotland
| Carnoch | hydro | 1 | 2009 | Scotland
| Cwm Dyli | hydro | 10 | 2002 (8) | Wales
| Dolgarrog High Head | hydro | 17 | 2002 (8) | Wales
| Dolgarrog Low Head | hydro | 15 | 1926/2002 | Wales
| Douglas Water | hydro | 3 | 2008 | Scotland
| Garrogie | hydro | 2 | 2005 | Scotland
| Inverbain | hydro | 1 | 2006 | Scotland
| Inverlael | hydro | 3 | 2009 | Scotland
| Kielder | hydro | 6 | 2006 (8) | North East
| Maldie | hydro | 4 | 2013 | Scotland
| River E | hydro | 3 | 2008 | Scotland
| An Suidhe | wind | 22 | 2005 | Scotland
| Bilbster | wind | 4 | 2008 | Scotland
| Bradwell | wind | 21 | 2013 | North East
| Burgar Hill | wind | 5 | 2007 | Scotland
| Goole Fields | wind | 4 | 2013 | North East
| Hameldon Hill | wind | 6 | 2007 | North West
| Hameldon Hill ext | wind | 6 | 2014 | Nowrth West
For footnotes see page 152
5.10 Power Stations in the United Kingdom
(operational at the end of May 2014)(1) (continued)
Company Name | Station Name | Fuel | Installed | Year of | Location
|  |  | Capacity | commission or | Scotland, Wales
|  |  | (MW) | year generation | Northern Ireland,
|  |  |  | began | or English region
RWE Npower Renewables Ltd (continued) | Hellrigg | wind | 9 | 2012 | North West
| Hollies | wind | 3 | 2008 | East
| Kiln Pit Hill | wind | 14 | 2012 | North East
| Knabs Ridge | wind | 16 | 2008 | North East
| Lindhurst | wind | 9 | 2010 | East Midlands
| Little Cheyne | wind | 60 | 2008 | South East
| Middlemoor | wind | 54 | 2013 | North East
| Novar 2 | wind | 37 | 2012 | Scotland
| Rhyl Flats | wind (offshore) | 90 | 2009 | Wales
Scottish and Southern
Hydro Schemes:
Affric/Beauly | Aigas | hydro | 20 | 1962 | Scotland
| Culligran | hydro | 17 | 1962 | Scotland
| Culligran Compensation Set | hydro | 2 | 1962 | Scotland
| Deanie | hydro | 38 | 1963 | Scotland
| Fasnakyle | hydro | 69 | 1951 | Scotland
| Fasnakyle Compensation Set | hydro | 8 | 2006 | Scotland
| Kilmorack | hydro | 20 | 1962 | Scotland
| Mullardoch Tunnel | hydro | 2 | 1955 | Scotland
Breadalbane | Cashlie | hydro | 11 | 1959 | Scotland
| Dalchonzie | hydro | 4 | 1958 | Scotland
| Finlarig | hydro | 17 | 1955 | Scotland
| Lednock | hydro | 3 | 1961 | Scotland
| Lochay | hydro | 46 | 1958 | Scotland
| Lochay Compensation Set | hydro | 2 | 1959 | Scotland
| Lubreoch | hydro | 4 | 1958 | Scotland
| St. Fillans | hydro | 17 | 1957 | Scotland
Conon | Achanalt | hydro | 3 | 1956 | Scotland
| Cuileg | hydro | 3 | 2002 | Scotland
| Grudie Bridge | hydro | 19 | 1950 | Scotland
| Luichart | hydro | 34 | 1954 | Scotland
| Mossford | hydro | 19 | 1957 | Scotland
| Orrin | hydro | 18 | 1959 | Scotland
| Torr Achilty | hydro | 15 | 1954 | Scotland
Foyers | Foyers | hydro/ | 300 | 1974 | Scotland
pumped storage
Great Glen | Ceannacroc | hydro | 20 | 1956 | Scotland
| Foyers Falls | hydro | 5 | 1968 | Scotland
| Glendoe | hydro | 100 | 2008 | Scotland
| Glenmoriston | hydro | 37 | 1957 | Scotland
| Invergarry | hydro | 20 | 1956 | Scotland
| Kingairloch | hydro | 4 | 2005 | Scotland
| Livishie | hydro | 17 | 1962 | Scotland
| Mucomir | hydro | 2 | 1962 | Scotland
| Quoich | hydro | 18 | 1955 | Scotland
Shin | Cassley | hydro | 10 | 1959 | Scotland
| Lairg | hydro | 4 | 1959 | Scotland
| Shin | hydro | 18 | 1958 | Scotland
Sloy/Awe | Allt-na-Lairige | hydro | 7 | 1956 | Scotland
| Clachan | hydro | 40 | 1955 | Scotland
| Inverawe | hydro | 25 | 1963 | Scotland
| Kilmelfort | hydro | 2 | 1956 | Scotland
| Loch Gair | hydro | 6 | 1961 | Scotland
| Lussa | hydro | 2 | 1952 | Scotland
| Nant | hydro | 15 | 1963 | Scotland
| Sloy | hydro | 153 | 1950 | Scotland
| Sron Mor | hydro | 4 | 1957 | Scotland
| Striven | hydro | 8 | 1951 | Scotland
Tummel | Clunie | hydro | 61 | 1950 | Scotland
| Cuaich | hydro | 3 | 1959 | Scotland
| Errochty | hydro | 75 | 1955 | Scotland
| Gaur | hydro | 8 | 1953 | Scotland
| Loch Ericht | hydro | 2 | 1962 | Scotland
For footnotes see page 152
5.10 Power Stations in the United Kingdom
(operational at the end of May 2014)(1) (continued)
Company Name | Station Name | Fuel | Installed | Year of | Location
|  |  | Capacity | commission or | Scotland, Wales
|  |  | (MW) | year generation | Northern Ireland,
|  |  |  | began | or English region
Tummel (continued) | Pitlochry | hydro | 15 | 1950 | Scotland
| Rannoch | hydro | 45 | 1930 | Scotland
| Tummel | hydro | 34 | 1933 | Scotland
Wind | Achany | wind | 38 | 2010 | Scotland
| Artfield Fell | wind | 20 | 2005 | Scotland
| Balmurrie Fell | wind | 9 | 2012 | Scotland
| Bessy Bell 1 | wind | 5 | 1995 | Northern Ireland
| Bessy Bell 2 | wind | 9 | 2008 | Northern Ireland
| Bin Mountain (19) | wind | 9 | 2007 | Northern Ireland
| Bu | wind | 3 | 2002 | Scotland
| Carcant (19) | wind | 7 | 2010 | Scotland
| Cathkin Braes | wind | 3 | 2013 | Scotland
| Clyde Central | wind | 113 | 2011 | Scotland
| Clyde North | wind | 108 | 2012 | Scotland
| Clyde South | wind | 129 | 2011 | Scotland
| Drumderg | wind | 37 | 2008 | Scotland
| Fairburn | wind | 40 | 2009 | Scotland
| Gordonbush | wind | 70 | 2011 | Scotland
| Griffin | wind | 189 | 2011 | Scotland
| Hadyard Hill | wind | 120 | 2005 | Scotland
| Keadby | wind | 68 | 2013 | England
| National Offshore Wind Turbine Test Facility (NOWTTF) | wind | 13 | 2014 | Scotland
| Port of Tilbury | wind | 9 | 2013 | England
| Slieve Kirk | wind | 74 | 2011 | Northern Ireland
| Spurness Extension (20) | wind | 10 | 2012 | Scotland
| Tangy | wind | 19 | 2002 | Scotland
| Tappaghan (19) | wind | 29 | 2005 | Northern Ireland
| Toddleburn | wind | 28 | 2010 | Scotland
| Greater Gabbard (21) | wind (offshore) | 504 | 2011 | East
Small Hydros: | Chliostair | hydro | 1 | 1960 | Scotland
| Cuileig | hydro | 3 | 2002 | Scotland
| Kerry Falls | hydro | 1 | 1951 | Scotland
| Nostie Bridge | hydro | 1 | 1950 | Scotland
| Storr Lochs | hydro | 2 | 1952 | Scotland
Thermal: | Peterhead (22) | CCGT | 1180 | 1980 | Scotland
| Ferrybridge C | coal/biomass | 980 | 1966 | Yorkshire and the Humber
| Fiddler’s Ferry | coal/biomass | 1961 | 1971 | North West
| Slough * | coal/biomass/ | 61 | 1918 | South East
gas/waste derived fuel
| Chippenham | gas | 10 | 2002 | South West
| Ferrybridge GT | gas oil | 34 | 1966 | Yorkshire and the Humber
| Fiddler’s Ferry GT | gas oil | 34 | 1969 | North West
| Keadby GT | gas oil | 25 | 1994 | Yorkshire and the Humber
| Burghfield | gas/oil | 45 | 1998 | South East
| Chickerell | gas/oil | 45 | 1998 | South West
| Five Oaks | light oil | 8.7 | 1995 | South East
| Thatcham | light oil | 8.7 | 1994 | South East
| Wheldale | mines gas | 8 | 2002 | Yorkshire and the Humber
Island Generation | Arnish | diesel | 10 | 2001 | Scotland
| Barra | diesel | 3 | 1990 | Scotland
| Bowmore | diesel | 6 | 1946 | Scotland
| Kirkwall | diesel | 16 | 1953 | Scotland
| Lerwick | diesel | 67 | 1953 | Scotland
| Loch Carnan, South Uist | diesel | 10 | 1971 | Scotland
| Stornoway | diesel | 19 | 1950 | Scotland
| Tiree | diesel | 3 | 1945 | Scotland
Scottish Power
Hydro schemes:
Galloway | Carsfad | hydro | 12 | 1936 | Scotland
| Drumjohn | hydro | 2 | 1985 | Scotland
| Earlstoun | hydro | 14 | 1936 | Scotland
| Glenlee | hydro | 24 | 1935 | Scotland
For footnotes see page 152
5.10 Power Stations in the United Kingdom
(operational at the end of May 2014)(1) (continued)
Company Name | Station Name | Fuel | Installed | Year of | Location
|  |  | Capacity | commission or | Scotland, Wales
|  |  | (MW) | year generation | Northern Ireland,
|  |  |  | began | or English region
Galloway (continued) | Kendoon | hydro | 24 | 1936 | Scotland
| Tongland | hydro | 33 | 1935 | Scotland
Lanark | Bonnington | hydro | 11 | 1927 | Scotland
| Stonebyres | hydro | 6 | 1927 | Scotland
Cruachan | Cruachan | pumped storage | 440 | 1966 | Scotland
Thermal: | Damhead Creek | CCGT | 805 | 2000 | South East
| Rye House | CCGT | 715 | 1993 | East
| Shoreham | CCGT | 420 | 2000 | South East
| Longannet | coal | 2260 | 1970 | Scotland
| Pilkington - Greengate * | gas | 10 | 1998 | North West
Wind: | Arecleoch | wind | 120 | 2010 | Scotland
| Beinn an Tuirc I | wind | 30 | 2001 | Scotland
| Beinn an Tuirc II | wind | 29.9 | 2012 | Scotland
| Beinn Tharsuinn | wind | 30 | 2007 | Scotland
| Black Law | wind | 124 | 2005 | Scotland
| Callagheen | wind | 17 | 2006 | Northern Ireland
| Carland Cross RP | wind | 20 | 2013 (23) | South West
| Clachan Flats | wind | 15 | 2009 | Scotland
| Coldham | wind | 16 | 2006 | East
| Corkey | wind | 5 | 1994 | Northern Ireland
| Cruach Mhor | wind | 30 | 2004 | Scotland
| Dun Law I | wind | 17 | 2000 | Scotland
| Dun Law II | wind | 30 | 2009 | Scotland
| Elliots Hill | wind | 5 | 1995 | Northern Ireland
| Green Knowes | wind | 27 | 2008 | Scotland
| Hagshaw Hill I | wind | 16 | 1995 | Scotland
| Hagshaw Hill II | wind | 26 | 2009 | Scotland
| Hare Hill | wind | 13 | 2000 | Scotland
| Harestanes | wind | 130 | 2013 | Scotland
| Lynemouth | wind | 26 | 2012 | Scotland
| Mark Hill | wind | 56 | 2011 | Scotland
| Middleton | wind | 12 | 2013 | Scotland
| Penryddian & Llidiartywaun | wind | 31 | 1992 | Wales
| Rigged Hill | wind | 5 | 1994 | Northern Ireland
| Wether Hill | wind | 18 | 2007 | Scotland
| Whitelee | wind | 322 | 2007 | Scotland
| Whitelee II | wind | 217 | 2012 | Scotland
| Wolf Bog | wind | 10 | 2008 | Northern Ireland
Seabank Power Limited (24) | Seabank 1 | CCGT | 812 | 1998 | South West
| Seabank 2 | CCGT | 410 | 2000 | South West
Sembcorp Utilities (UK) Ltd | Wilton 10 * | biomass | 38 | 2007 | North East
| Wilton GT2 * | gas | 42 | 2005 | North East
| Wilton Power Station | gas/coal/oil | 238 | 1952 | North East
South East London | South East London
Combined Heat & Power Ltd | SELCHP ERF | waste | 32 | 1994 | London
Statkraft Energy Ltd | Rheidol | hydro | 49 | 1961 | Wales
Statkraft Wind UK Ltd | Alltwalis | wind | 23 | 2009 | Wales
| Baillie | wind | 52.5 | 2013 | Scotland
| Berry Burn | wind | 66.7 | 2013 | Scotland
| Scira (Sheringham Shoal) | wind (offshore) | 316 | 2012 | East
Sutton Bridge Power Generation | Sutton Bridge | CCGT | 819 | 1999 | East
Talisman Energy | Beatrice (3) | wind (offshore) | 10 | 2007 | Scotland
The Renewables Infrastructure Group (UK) Ltd | Altahullion | wind | 26 | 2003 | Northern Ireland
| Altahullion2 | wind | 12 | 2007 | Northern Ireland
| Forss | wind | 2 | 2003 | Scotland
| Forss2 | wind | 5 | 2007 | Scotland
| Grange | wind | 14 | 2013 | England
| Hill of Towie | wind | 48 | 2012 | Scotland
| Kelburn | wind | 28 | 2011 | Scotland
| Lendrum's Bridge | wind | 13 | 2000 | Northern Ireland
| Lough Hill | wind | 8 | 2007 | Northern Ireland
For footnotes see page 152
5.10 Power Stations in the United Kingdom
(operational at the end of May 2014)(1) (continued)
Company Name | Station Name | Fuel | Installed | Year of | Location
|  |  | Capacity | commission or | Scotland, Wales
|  |  | (MW) | year generation | Northern Ireland,
|  |  |  | began | or English region
The Renewables Infrastructure Group (UK) Ltd-------------------------------------------(continued) | Roos | wind | 17.1 | 2012 | England
Third Energy Trading Ltd (Formerly RGS) | Knapton | gas | 40 | 1994 | Yorkshire and the Humber
Triodos (17) | Dunfermline (FMC) | wind | 1.5 | 2012 | Scotland
| Eye Airfield | wind | 5 | 2013 | England
Vattenfall Wind Power | Edinbane | wind | 41 | 2010 | Scotland
| Swinford | wind | 22 | 2012 | Midlands
| Kentish Flats | wind (offshore) | 90 | 2005 | South East
| Ormonde | wind (offshore) | 150 | 2011 | North West
| Thanet | wind (offshore) | 300 | 2010 | South East
Velocita (17) | Maerdy | wind | 24 | 2013 | Wales
VPI Immingham LLP | VPI Immingham * | gas | 1240 | 2004 | Yorkshire and the Humber
Windcluster | Haverigg III (2) | wind | 3 | 2005 | North West
Yorkshire Windpower Ltd (25) | Ovenden Moor | wind | 9 | 1993 | Yorkshire and the Humber
| Royd Moor | wind | 7 | 1993 | Yorkshire and the Humber
Total |  |  | 80224.9
Other power stations(26)
Renewable sources |  | wind | 2127.3771
and combustible wastes |  | landfill gas | 1041.668
|  | sewage gas | 197.971
|  | hydro | 158.9267
|  | biomass and waste | 1696.0283
|  | solar photovoltaics and wave/tidal | 2787.0094
CHP schemes listed in Table 5.12 |  | various fuels | 1812.657
CHP schemes other than major power producers and |  | mainly gas | 2286
renewables and those listed in Table 5.12
Other autogenerators |  | various fuels | 70
For footnotes see page 152
5.10 Power Stations in the United Kingdom
(operational at the end of May 2014)(1) (continued)
Interconnectors
Capacity
(MW)
England - France |  |  | 2000
England - Netherlands |  |  | 1000
Scotland - Northern Ireland |  |  | 500
Wales - Irish Republic |  |  | 500
Northern Ireland - Irish Republic |  |  | 600
Footnotes
(1) This list covers stations owned or operated by Major Power Producers; other power stations (including many renewable sites and auto-generators) are
included in the sub table on page 151.
(2) Operated by HG Capital
(3) Joint venture with Scottish and Southern Energy
(4) Managed by RWE
(5) Joint venture between Green Coat Capital and Hermes, but operated by SSE.
(6) Now owned by EDF
(7) Managed by EDF Energy Renewables Ltd
(8) Recommissioning dates.
(9) Capacity reduced in 2013, with these stations typically now operating as Open Cycle Gas Turbines
(10) Operated by RES-UK & Ireland Ltd
(11) Co-owned with Centrica
(12) Animal Waste Derived Fuel, i.e. meat and bone meal, poultry litter, feathers and small quantities of other material such as wood chips
(13) Co-owned by EON (50%), Dong (25%) and La caisse de dépôt et placement du Québec (25%).
(14) Owned by RWE
(15) Owned by NDA but operated by Magnox Ltd
(16) Joint venture between SSE and ESB
(17) Operated by Wind Prospect Operations
(18) Owned by NDA but operated by Px Limited
(19) Owned by Green Coat Capital, but continues to be operated by SSE
(20) Spurness re-powered in December 2012 with a capacity of 10MW
(21) Joint venture with Green Coat Capital, but operated by SSE
(22) Total capacity is 1,840 MW but because of transmission constraints only 1,180 MW can be used at any one time.
(23) Carland Cross re-powered in 2013 (originally commissioned in 1992)
(24) Joint venture with Scottish and Southern Energy and Electricity First Limited
(25) Owned by E.On and EPR
(26) As at end December 2012.
* Indicates a CHP plant

## DUKES 2013
5.11 Power Stations in the United Kingdom
(operational at the end of May 2013)(1)
Company Name | Station Name | Fuel | Installed | Year of | Location
|  |  | Capacity | commission or | Scotland, Wales
|  |  | (MW) | year generation | Northern Ireland,
|  |  |  | began | or English region
A7 Energy (2) | Greendykeside | wind | 4 | 2007 | Scotland
| Lochhead | wind | 6 | 2009 | Scotland
AES | Kilroot | coal/oil | 520 | 1981 | Northern Ireland
| Kilroot OCGT | gas oil | 142 | 1981 | Northern Ireland
| Ballylumford B | gas | 540 | 1968 | Northern Ireland
| Ballylumford B OCGT | gas oil | 116 | 1968 | Northern Ireland
| Ballylumford C | CCGT | 616 | 2003 | Northern Ireland
Baglan Generation Ltd | Baglan Bay | CCGT | 510 | 2002 | Wales
Barking Power (3) | Barking | CCGT | 1000 | 1994 | London
Beaufort Wind Ltd (4) | Bears Down | wind | 10 | 2001 | South West
| Bein Ghlas | wind | 8 | 1999 | Scotland
| Bryn Titli | wind | 10 | 1994 | Wales
| Carno | wind | 34 | 1996 | Wales
| Causeymire | wind | 48 | 2004 | Scotland
| Kirkby Moor | wind | 5 | 1993 | North West
| Lambrigg | wind | 7 | 2000 | North West
| Llyn Alaw | wind | 20 | 1997 | Wales
| Mynydd Gorddu | wind | 10 | 1996 | Wales
| Novar | wind | 17 | 1997 | Scotland
| Taff Ely | wind | 9 | 1993 | Wales
| Tow Law | wind | 2 | 2001 | North East
| Trysglwyn | wind | 6 | 1996 | Wales
| Windy Standard | wind | 22 | 1996 | Scotland
| North Hoyle | wind (offshore) | 60 | 2003 | Wales
| Farr | wind | 92 | 2006 | Scotland
| Ffynnon Oer | wind | 32 | 2006 | Wales
BNP Paribas Clean Energy Partners GP Limited (5) | Gruig | wind | 25 | 2009 | Northern Ireland
Braes of Doune Windfarm (6) | Braes of Doune | wind | 72 | 2007 | Scotland
British Energy (7) | Dungeness B | nuclear | 1040 | 1983 | South East
| Hartlepool | nuclear | 1180 | 1984 | North East
| Heysham1 | nuclear | 1155 | 1984 | North West
| Heysham 2 | nuclear | 1220 | 1988 | North West
| Hinkley Point B | nuclear | 880 | 1976 | South West
| Sizewell B | nuclear | 1198 | 1995 | East
| Hunterston B | nuclear | 890 | 1976 | Scotland
| Torness | nuclear | 1185 | 1988 | Scotland
Cemmaes Windfarm Ltd (8) | Cemmaes | wind | 15 | 2002 (9) | Wales
Centrica | Barry (10) | CCGT | 140 | 1998 | Wales
| Glanford Brigg (10) | CCGT | 140 | 1993 | Yorkshire and the Humber
| Killingholme | CCGT | 665 | 1994 | Yorkshire and the Humber
| Peterborough (10) | CCGT | 240 | 1993 | East
| South Humber Bank | CCGT | 1285 | 1996 | Yorkshire and the Humber
| Langage | CCGT | 905 | 2010 | South West
| Glens of Foudland | wind | 26 | 2005 | Scotland
| Lynn | wind (offshore) | 97 | 2009 | East Midlands
| Inner Dowsing | wind (offshore) | 97 | 2009 | East Midlands
Cold Northcott Windfarm Ltd (8) | Cold Northcott | wind | 7 | 1993 | South West
For footnotes see page 151
5.11 Power Stations in the United Kingdom
(operational at the end of May 2013)(1) (continued)
Company Name | Station Name | Fuel | Installed | Year of | Location
|  |  | Capacity | commission or | Scotland, Wales
|  |  | (MW) | year generation | Northern Ireland,
|  |  |  | began | or English region
Coolkeeragh ESB Ltd | Coolkeeragh | CCGT | 408 | 2005 | Northern Ireland
| Coolkeeragh OCGT | gas oil | 72 | 2005 | Northern Ireland
Corby Power Ltd | Corby | CCGT | 401 | 1993 | East Midlands
Dong Energy | Burbo Bank | wind (offshore) | 90 | 2009 | North West
| Gunfleet Sands 1 | wind (offshore) | 108 | 2010 | South East
| Gunfleet Sands 2 | wind (offshore) | 65 | 2010 | South East
| Walney 1 (3) | wind (offshore) | 184 | 2011 | North West
| Walney 2 (3) | wind (offshore) | 184 | 2011 | North West
| Barrow (11) | wind (offshore) | 90 | 2006 | North West
| Severn | CCGT | 848 | 2010 | Wales
| Lincs (11) | wind (offshore) | 270 | 2012 | East
Drax Power Ltd | Drax | coal/biomass | 3870 | 1974 | Yorkshire and the Humber
| Drax GT | gas oil | 75 | 1971 | Yorkshire and the Humber
EDF Energy | Cottam | coal | 2008 | 1969 | East Midlands
| West Burton | coal | 2012 | 1967 | East Midlands
| West Burton GT | gas oil | 40 | 1967 | East Midlands
| Thames Valley Power | gas/gas oil CHP | 15 | 1995 | London
| London Heat & Power Company | gas CHP | 9 | 2000 | London
(Imperial College)
| Barkantine Heat & Power Company | gas CHP | 1 | 2000 | London
| Aberdare District Energy | gas | 10 | 2002 | Wales
| Bridgewater District Energy | gas | 10 | 2000 | South West
| Sevington District Energy | gas | 10 | 2000 | South East
| Solutia District Energy | gas | 10 | 2000 | Wales
| West Burton CCGT | CCGT | 1410 | 2012 | East Midlands
EDF Energy Renewables | Bicker Fen | wind | 26 | 2008 | East Midlands
| Walkway | wind | 14 | 2008 | North East
| Longpark | wind | 38 | 2009 | Scotland
| Burnfoot Hill | wind | 26 | 2010 | Scotland
| Rusholme | wind | 24 | 2010 | Yorkshire and the Humber
| Fairfield | wind | 7 | 2011 | North West
| Green Rigg | wind | 36 | 2012 | North East
| Fallago | wind | 144 | 2013 | Scotland
| Glass Moor II | wind | 12 | 2013 | East Midlands
| Boundary Lane | wind | 6 | 2013 | North East
Eggborough Power Ltd | Eggborough | coal | 1960 | 1967 | Yorkshire and the Humber
EPR Ely Limited | Elean | straw/gas | 38 | 2001 | East
EPR Eye Ltd | Eye, Suffolk | AWDF (10) | 13 | 1992 | East
EPR Glanford Ltd | Glanford | meat & bone meal | 13 | 1993 | East
EPR Thetford Ltd | Thetford | poultry litter | 39 | 1998 | East
EPR Scotland Ltd | Westfield | poultry litter | 12 | 2000 | Scotland
E.On UK | Ironbridge | biomass | 900 | 1970 | West Midlands
| Ratcliffe | coal | 2000 | 1968 | East Midlands
| Grain GT | gas oil | 55 | 1978 | South East
| Ratcliffe GT | gas oil | 34 | 1966 | East Midlands
| Taylor's Lane GT | gas oil | 132 | 1979 | London
| Connahs Quay | CCGT | 1380 | 1996 | Wales
| Cottam Development Centre | CCGT | 390 | 1999 | East Midlands
| Enfield | CCGT | 408 | 1999 | London
| Killingholme | CCGT | 900 | 1993 | Yorkshire and the Humber
| Sandbach | CCGT | 50 | 1999 | North West
For footnotes see page 151
5.11 Power Stations in the United Kingdom
(operational at the end of May 2013)(1) (continued)
Company Name | Station Name | Fuel | Installed | Year of | Location
|  |  | Capacity | commission or | Scotland, Wales
|  |  | (MW) | year generation | Northern Ireland,
|  |  |  | began | or English region
| Castleford | CCGT | 56 | 2002 | Yorkshire and the Humber
| Thornhill | CCGT | 50 | 1998 | Yorkshire and the Humber
| Grain | CCGT | 1365 | 2010 | South East
| Steven's Croft | biomass | 50 | 2007 | Scotland
| Askam | wind | 5 | 1999 | North West
| Bowbeat | wind | 31 | 2002 | Scotland
| Deucheran Hill | wind | 16 | 2001 | Scotland
| Hare Hill | wind | 6 | 2004 | North East
| High Volts | wind | 8 | 2004 | North East
| Holmside | wind | 6 | 2004 | North East
| Lowca | wind | 5 | 2000 | North West
| Oldside | wind | 5 | 1996 | North West
| Out Newton | wind | 9 | 2002 | Yorkshire and the Humber
| Scroby Sands | wind (offshore) | 60 | 2004 | East
| Siddick | wind | 4 | 1996 | North West
| Stags Holt | wind | 20 | 2007 | East
| Rhyd-y-Groes | wind | 7 | 1992 | Wales
| Blyth | wind (offshore) | 4 | 2000 | North East
| Robin Rigg | wind (offshore) | 180 | 2010 | Scotland
| Great Eppleton | wind | 8 | 2010 | North East
| Butterwick Moor | wind | 21 | 2011 | North East
| Haswell Moor | wind | 10 | 2010 | North East
| Rosehall | wind | 24.7 | 2012 | Scotland
| Tween Bridge | wind | 44 | 2012 | North East
| Camster | wind | 10 | 2012 | Scotland
Falck Renewables Wind Ltd | Ben Aketil | wind | 27.6 | 2007 | Scotland
| Boyndie | wind | 16.3 | 2006 | Scotland
| Cefn Croes | wind | 58.5 | 2006 | Wales
| Earlsburn | wind | 37.5 | 2007 | Scotland
| Kilbraur | wind | 67.5 | 2008 | Scotland
| Millennium | wind | 65 | 2008 | Scotland
Fenland Windfarms Ltd (8) | Deeping | wind | 16 | 2006 | East Midlands
| Glass Moor | wind | 16 | 2006 | East Midlands
| Red House | wind | 12 | 2006 | East Midlands
| Red Tile | wind | 24 | 2007 | East Midlands
Fred Olsen | Crystal Rig Windfarm | wind | 63 | 2003 | Scotland
| Paul's Hill | wind | 64 | 2005 | Scotland
| Rothes | wind | 51 | 2004 | Scotland
| Crystal Rig II | wind | 138 | 2010 | Scotland
| Rothes II | wind | 41.4 | 2013 | Scotland
GDF Suez | Teesside (13) | OCGT | 45 | 1992 | North East
| Scotia | wind | 20 | 2010 | Scotland
Great Orton Windfarm Ltd (8) | Great Orton | wind | 4 | 1999 (7) | North West
HG Capital | Tyr Mostyn & Foel Goch | wind | 21 | 2005 | Wales
| Bagmoor | wind | 16 | 2009 | East Midlands
| Solutia | wind | 5 | 2009 | Wales
| Workington (Eastman) | wind | 4 | 2005 | North West
| Dewley Cheese | wind | 2 | 2010 | North West
High Hedley Hope Wind Ltd (8) | High Hedley 1 | wind | 2 | 2001 | North East
| High Hedley 2 | wind | 5 | 2008 | North East
| Trimdon Grange | wind | 5 | 2008 | North East
| Langley Park | wind | 8 | 2008 | North East
| Broomhill | wind | 8 | 2008 | North East
Immingham CHP LLP | Immingham CHP | gas CHP | 1240 | 2004 | Yorkshire and the Humber
For footnotes see page 151
5.11 Power Stations in the United Kingdom
(operational at the end of May 2013)(1) (continued)
Company Name | Station Name | Fuel | Installed | Year of | Location
|  |  | Capacity | commission or | Scotland, Wales
|  |  | (MW) | year generation | Northern Ireland,
|  |  |  | began | or English region
Infinis | Ardrossan | wind | 24 | 2004 | Scotland
| Ardrossan Extension | wind | 6 | 2008 | Scotland
| Dalswinton | wind | 30 | 2008 | Scotland
| Minsca | wind | 37 | 2008 | Scotland
| Slieve Divena | wind | 30 | 2009 | N Ireland
| Rheidol | wind | 2 | 1997 | Wales
| Lissett | wind | 30 | 2007 | Yorkshire and the Humber
| Mynydd Clogau | wind | 14 | 2004 | Wales
| Hill of Fiddes | wind | 7 | 2010 | Scotland
| Low Spinney | wind | 8 | 2011 | East Midlands
| Blackstone Edge | wind | 6 | 2013 | Yorkshire and the Humber
| Gordonstown | wind | 6 | 2013 | Scotland
| Seamer | wind | 10 | 2012 | North East
| Westfield | wind | 10 | 2013 | Scotland
| Wingates | wind | 15 | 2013 | North East
| Glenkerie | wind | 20 | 2012 | Scotland
Intergen | Coryton | CCGT | 800 | 2001 | East
| Rocksavage | CCGT | 810 | 1998 | North West
| Spalding | CCGT | 880 | 2004 | East Midlands
International Power Ltd | Indian Queens | gas oil/kerosene | 140 | 1996 | South West
| Dinorwig | pumped storage | 1728 | 1983 | Wales
| Ffestiniog | pumped storage | 360 | 1961 | Wales
| Rugeley | coal | 1006 | 1972 | West Midlands
| Rugeley GT | gas oil | 50 | 1972 | West Midlands
| Deeside | CCGT | 515 | 1994 | Wales
| Saltend | CCGT | 1200 | 2000 | Yorkshire and the Humber
Kirkheaton Wind Ltd (8) | Kirkheaton | wind | 2 | 2000 | North East
K/S Winscales (8) | Winscales 1 | wind | 2 | 1999 | North West
| Winscales 2 | wind | 7 | 2005 | North West
Llangwyryfon Windfarm Ltd (8) | Llangwyryfon | wind | 9 | 2003 | Wales
London Array Ltd (14) | London Array | wind (offshore) | 630 | 2012 | South East
Londonwaste Limited | Belvedere | waste | 60 | 2012 | South East
Lynemouth Power Ltd (15) | Lynemouth | coal | 420 | 1972 | North East
Magnox Ltd (16) | Wylfa | nuclear | 490 | 1971 | Wales
| Maentwrog | hydro | 28 | 1928 | Wales
Marchwood Power Limited (17) | Marchwood | CCGT | 842 | 2009 | South West
MEAG | Scout Moor (3) | Wind | 65 | 2009 | North West
Peel Energy Ltd | Seaforth | Wind | 4 | 1999 | North West
| Port of Liverpool | Wind | 10 | 2008 | North West
Px Limited (18) | Fellside CHP | gas CHP | 180 | 1995 | North West
RES-Gen Ltd | Dyffryn Brodyn | wind | 5 | 1994 | Wales
| Four Burrows | wind | 5 | 1995 | South West
| Forss | wind | 2 | 2003 | Scotland
| Forss2 | wind | 5 | 2007 | Scotland
| Lendrum's Bridge | wind | 13 | 2000 | Northern Ireland
| Altahullion | wind | 26 | 2003 | Northern Ireland
| Altahullion2 | wind | 12 | 2007 | Northern Ireland
| Black Hill | wind | 29 | 2006 | Scotland
| Lough Hill | wind | 8 | 2007 | Northern Ireland
| Kelburn | wind | 28 | 2011 | Scotland
| Hill of Towie | wind | 48 | 2012 | Scotland
| Meikle Carewe | wind | 10.2 | 2013 | Scotland
| Tallentire | wind | 12 | 2013 | England
| Grange | wind | 14 | 2013 | England
| Roos | wind | 17.1 | 2012 | England
| Wadlow | wind | 26 | 2012 | England
For footnotes see page 151
5.11 Power Stations in the United Kingdom
(operational at the end of May 2013)(1) (continued)
Company Name | Station Name | Fuel | Installed | Year of | Location
|  |  | Capacity | commission or | Scotland, Wales
|  |  | (MW) | year generation | Northern Ireland,
|  |  |  | began | or English region
RGS Energy Ltd | Knapton | gas | 40 | 1994 | Yorkshire and the Humber
Riverside Resource Recovery Limited | Edmonton | waste | 80 | 2011 | South East
RWE Npower Plc | Aberthaw B | coal | 1586 | 1971 | Wales
| Tilbury B | biomass | 750 | 1968 | East
| Aberthaw GT | gas oil | 51 | 1971 | Wales
| Cowes | gas oil | 140 | 1982 | South East
| Didcot GT | gas oil | 100 | 1972 | South East
| Fawley GT | gas oil | 68 | 1969 | South East
| Littlebrook GT | gas oil | 105 | 1982 | South East
| Tilbury GT | rapeseed oil | 68 | 1968 | East
| Little Barford GT | gas oil | 17 | 2006 | East
| Littlebrook D | oil | 1370 | 1982 | South East
| Didcot B | CCGT | 1430 | 1998 | South East
| Great Yarmouth | CCGT | 420 | 2001 | East
| Little Barford | CCGT | 720 | 1995 | East
| Staythorpe C | CCGT | 1724 | 2010 | East Midlands
| Pembroke | CCGT | 2180 | 2012 | Wales
RWE Npower Renewables Ltd | Black Rock | hydro | 2 | 2012 | Scotland
(Part of RWE Npower) | Braevallich | hydro | 2 | 2005 | Scotland
| Cwm Dyli | hydro | 10 | 2002 (9) | Wales
| Dolgarrog High Head | hydro | 17 | 2002 (9) | Wales
| Dolgarrog Low Head | hydro | 15 | 1926/2002 | Wales
| Garrogie | hydro | 2 | 2005 | Scotland
| Inverbain | hydro | 1 | 2006 | Scotland
| Kielder | hydro | 6 | 2006 (9) | North East
| River E | hydro | 3 | 2008 | Scotland
| Douglas Water | hydro | 3 | 2008 | Scotland
| Inverlael | hydro | 3 | 2009 | Scotland
| Carnoch | hydro | 1 | 2009 | Scotland
| Burgar Hill | wind | 5 | 2007 | Scotland
| Hameldon Hill | wind | 5 | 2007 | North West
| Bilbster | wind | 4 | 2008 | Scotland
| Hollies | wind | 3 | 2008 | East
| Knabs Ridge | wind | 16 | 2008 | North East
| Little Cheyne | wind | 60 | 2008 | South East
| Rhyl Flats | wind (offshore) | 90 | 2009 | Wales
| Lindhurst | wind | 9 | 2010 | East Midlands
| Novar 2 | wind | 37 | 2012 | Scotland
| Hellrigg | wind | 9 | 2012 | North West
| Bradwell | wind | 21 | 2013 | North East
| Kiln Pit Hill | wind | 14 | 2012 | North East
Scottish and Southern
Hydro Schemes:
Affric/Beauly | Mullardoch Tunnel | hydro | 2 | 1955 | Scotland
| Fasnakyle | hydro | 69 | 1951 | Scotland
| Fasnakyle Compensation Set | hydro | 8 | 2006 | Scotland
| Deanie | hydro | 38 | 1963 | Scotland
| Culligran | hydro | 17 | 1962 | Scotland
| Culligran Compensation Set | hydro | 2 | 1962 | Scotland
| Aigas | hydro | 20 | 1962 | Scotland
| Kilmorack | hydro | 20 | 1962 | Scotland
Breadalbane | Lubreoch | hydro | 4 | 1958 | Scotland
| Cashlie | hydro | 11 | 1959 | Scotland
| Lochay | hydro | 46 | 1958 | Scotland
| Lochay Compensation Set | hydro | 2 | 1959 | Scotland
| Finlarig | hydro | 17 | 1955 | Scotland
| Lednock | hydro | 3 | 1961 | Scotland
| St. Fillans | hydro | 17 | 1957 | Scotland
| Dalchonzie | hydro | 4 | 1958 | Scotland
Conon | Achanalt | hydro | 3 | 1956 | Scotland
| Cuileg | hydro | 3 | 2002 | Scotland
| Grudie Bridge | hydro | 19 | 1950 | Scotland
| Mossford | hydro | 19 | 1957 | Scotland
| Luichart | hydro | 34 | 1954 | Scotland
| Orrin | hydro | 18 | 1959 | Scotland
| Torr Achilty | hydro | 15 | 1954 | Scotland
For footnotes see page 151
5.11 Power Stations in the United Kingdom
(operational at the end of May 2013)(1) (continued)
Company Name | Station Name | Fuel | Installed | Year of | Location
|  |  | Capacity | commission or | Scotland, Wales
|  |  | (MW) | year generation | Northern Ireland,
|  |  |  | began | or English region
Foyers | Foyers | hydro/ | 300 | 1974 | Scotland
pumped storage
Great Glen | Foyers Falls | hydro | 5 | 1968 | Scotland
| Mucomir | hydro | 2 | 1962 | Scotland
| Ceannacroc | hydro | 20 | 1956 | Scotland
| Livishie | hydro | 17 | 1962 | Scotland
| Glenmoriston | hydro | 37 | 1957 | Scotland
| Glendoe | hydro | 100 | 2008 | Scotland
| Quoich | hydro | 18 | 1955 | Scotland
| Invergarry | hydro | 20 | 1956 | Scotland
| Kingairloch | hydro | 4 | 2005 | Scotland
Shin | Cassley | hydro | 10 | 1959 | Scotland
| Lairg | hydro | 4 | 1959 | Scotland
| Shin | hydro | 18 | 1958 | Scotland
Sloy/Awe | Sloy | hydro | 153 | 1950 | Scotland
| Sron Mor | hydro | 4 | 1957 | Scotland
| Clachan | hydro | 40 | 1955 | Scotland
| Allt-na-Lairige | hydro | 7 | 1956 | Scotland
| Nant | hydro | 15 | 1963 | Scotland
| Inverawe | hydro | 25 | 1963 | Scotland
| Kilmelfort | hydro | 2 | 1956 | Scotland
| Loch Gair | hydro | 6 | 1961 | Scotland
| Lussa | hydro | 2 | 1952 | Scotland
| Striven | hydro | 8 | 1951 | Scotland
Tummel | Gaur | hydro | 8 | 1953 | Scotland
| Cuaich | hydro | 3 | 1959 | Scotland
| Loch Ericht | hydro | 2 | 1962 | Scotland
| Rannoch | hydro | 45 | 1930 | Scotland
| Clunie | hydro | 61 | 1950 | Scotland
| Tummel | hydro | 34 | 1933 | Scotland
| Errochty | hydro | 75 | 1955 | Scotland
| Pitlochry | hydro | 15 | 1950 | Scotland
Wind | Artfield Fell | wind | 20 | 2005 | Scotland
| Balmurrie Fell | wind | 9 | 2012 | Scotland
| Bu | wind | 3 | 2002 | Scotland
| Hadyard Hill | wind | 120 | 2005 | Scotland
| Spurness Extension (19) | wind | 10 | 2012 | Scotland
| Tangy | wind | 19 | 2002 | Scotland
| Drumderg | wind | 37 | 2008 | Scotland
| Bessy Bell 1 | wind | 5 | 1995 | Northern Ireland
| Bessy Bell 2 | wind | 9 | 2008 | Northern Ireland
| Bin Mountain (20) | wind | 9 | 2007 | Northern Ireland
| Tappaghan (20) | wind | 29 | 2005 | Northern Ireland
| Slieve Kirk | wind | 28 | 2011 | Northern Ireland
| Carcant (20) | wind | 7 | 2010 | Scotland
| Toddleburn | wind | 28 | 2010 | Scotland
| Griffin | wind | 156 | 2011 | Scotland
| Greater Gabbard (21) | wind (offshore) | 504 | 2011 | East
| Achany | wind | 38 | 2010 | Scotland
| Fairburn | wind | 40 | 2009 | Scotland
| Clyde South | wind | 129 | 2011 | Scotland
| Clyde Central | wind | 113 | 2011 | Scotland
| Clyde North | wind | 108 | 2012 | Scotland
| Gordonbush | wind | 70 | 2011 | Scotland
Small Hydros: | Chliostair | hydro | 1 | 1960 | Scotland
| Cuileig | hydro | 3 | 2002 | Scotland
| Kerry Falls | hydro | 1 | 1951 | Scotland
| Nostie Bridge | hydro | 1 | 1950 | Scotland
| Storr Lochs | hydro | 2 | 1952 | Scotland
Thermal: | Peterhead (22) | CCGT | 1180 | 1980 | Scotland
For footnotes see page 151
5.11 Power Stations in the United Kingdom
(operational at the end of May 2013)(1) (continued)
Company Name | Station Name | Fuel | Installed | Year of | Location
|  |  | Capacity | commission or | Scotland, Wales
|  |  | (MW) | year generation | Northern Ireland,
|  |  |  | began | or English region
Thermal (continued) | Keadby | CCGT | 710 | 1994 | Yorkshire and the Humber
| Keadby GT | gas oil | 25 | 1994 | Yorkshire and the Humber
| Medway | CCGT | 700 | 1995 | South East
| Ferrybridge C | coal/biomass | 1960 | 1966 | Yorkshire and the Humber
| Fiddler’s Ferry | coal/biomass | 1961 | 1971 | North West
| Ferrybridge GT | gas oil | 34 | 1966 | Yorkshire and the Humber
| Fiddler’s Ferry GT | gas oil | 34 | 1969 | North West
| Uskmouth | coal/biomass | 240 | 2000 | Wales
| Slough | coal/biomass/ | 61 | 1918 | South East
gas/waste derived fuel
| Chickerell | gas/oil | 45 | 1998 | South West
| Burghfield | gas/oil | 45 | 1998 | South East
| Thatcham | light oil | 8.7 | 1994 | South East
| Five Oaks | light oil | 8.7 | 1995 | South East
| Chippenham | gas | 10 | 2002 | South West
| Wheldale | mines gas | 8 | 2002 | Yorkshire and the Humber
Island Generation | Arnish | diesel | 10 | 2001 | Scotland
| Barra | diesel | 3 | 1990 | Scotland
| Bowmore | diesel | 6 | 1946 | Scotland
| Kirkwall | diesel | 16 | 1953 | Scotland
| Lerwick | diesel | 67 | 1953 | Scotland
| Loch Carnan, South Uist | diesel | 10 | 1971 | Scotland
| Stornoway | diesel | 19 | 1950 | Scotland
| Tiree | diesel | 3 | 1945 | Scotland
Scottish Power
Hydro schemes:
Galloway | Carsfad | hydro | 12 | 1936 | Scotland
| Drumjohn | hydro | 2 | 1985 | Scotland
| Earlstoun | hydro | 14 | 1936 | Scotland
| Glenlee | hydro | 24 | 1935 | Scotland
| Kendoon | hydro | 24 | 1936 | Scotland
| Tongland | hydro | 33 | 1935 | Scotland
Lanark | Bonnington | hydro | 11 | 1927 | Scotland
| Stonebyres | hydro | 6 | 1927 | Scotland
Cruachan | Cruachan | pumped storage | 440 | 1966 | Scotland
Thermal: | Longannet | coal | 2304 | 1970 | Scotland
| Damhead Creek | CCGT | 800 | 2000 | South East
| Pilkington - Greengate | gas CHP | 10 | 1998 | North West
| Rye House | CCGT | 715 | 1993 | East
| Shoreham | CCGT | 400 | 2000 | South East
Wind: | Arecleoch | wind | 120 | 2010 | Scotland
| Beinn an Tuirc I | wind | 30 | 2001 | Scotland
| Beinn an Tuirc II | wind | 6.9 | 2012 | Scotland
| Beinn Tharsuinn | wind | 30 | 2007 | Scotland
| Black Law | wind | 124 | 2005 | Scotland
| Callagheen | wind | 17 | 2006 | Northern Ireland
| Carland Cross RP | wind | 10 | 2013 | South West
| Clachan Flats | wind | 15 | 2009 | Scotland
| Coal Clough | wind | 10 | 1992 | North West
| Coldham | wind | 16 | 2006 | East
| Corkey | wind | 5 | 1994 | Northern Ireland
| Cruach Mhor | wind | 30 | 2004 | Scotland
| Dun Law I | wind | 17 | 2000 | Scotland
| Dun Law II | wind | 30 | 2009 | Scotland
| Elliots Hill | wind | 5 | 1995 | Northern Ireland
| Greenknowes | wind | 27 | 2008 | Scotland
| Hagshaw Hill I | wind | 16 | 1995 | Scotland
| Hagshaw Hill II | wind | 26 | 2009 | Scotland
| Hare Hill | wind | 13 | 2000 | Scotland
| Lynemouth | wind | 26 | 2012 | Scotland
| Mark Hill | wind | 56 | 2011 | Scotland
For footnotes see page 151
5.11 Power Stations in the United Kingdom
(operational at the end of May 2013)(1) (continued)
Company Name | Station Name | Fuel | Installed | Year of | Location
|  |  | Capacity | commission or | Scotland, Wales
|  |  | (MW) | year generation | Northern Ireland,
|  |  |  | began | or English region
| Middleton | wind | 12 | 2013 | Scotland
| Penryddian & Llidiartywaun | wind | 31 | 1992 | Wales
| Rigged Hill | wind | 5 | 1994 | Northern Ireland
| Wether Hill | wind | 18 | 2007 | Scotland
| Whitelee | wind | 322 | 2007 | Scotland
| Whitelee II | wind | 217 | 2012 | Scotland
| Wolf Bog | wind | 10 | 2008 | Northern Ireland
Seabank Power Limited (24) | Seabank 1 | CCGT | 812 | 1998 | South West
| Seabank 2 | CCGT | 410 | 2000 | South West
Sembcorp Utilities (UK) Ltd | Wilton Power Station | gas/coal/oil | 238 | 1952 | North East
| Wilton GT2 | gas | 42 | 2005 | North East
| Wilton 10 | biomass | 38 | 2007 | North East
South East London
Combined Heat & Power Ltd | SELCHP ERF | waste | 32 | 1994 | London
Statkraft Energy Ltd | Rheidol | hydro | 49 | 1961 | Wales
Statkraft Wind UK Ltd | Alltwalis | wind | 23 | 2009 | Wales
| Scira (Sheringham Shoal) | wind (offshore) | 316 | 2012 | East
| Baillie | wind | 52.5 | 2013 | Scotland
Sutton Bridge Power Generation | Sutton Bridge | CCGT | 819 | 1999 | East
Talisman Energy | Beatrice (3) | wind (offshore) | 10 | 2007 | Scotland
Triodos | FMC (2) | wind | 2 | 2011 | Scotland
Vattenfall Wind Power | Kentish Flats | wind (offshore) | 90 | 2005 | South East
| Thanet | wind (offshore) | 300 | 2010 | South East
| Edinbane | wind | 41 | 2010 | Scotland
| Ormonde | wind (offshore) | 150 | 2011 | North West
| Swinford | wind | 22 | 2012 | Midlands
Windcluster | Haverigg III (2) | wind | 3 | 2005 | North West
Yorkshire Windpower Ltd (25) | Ovenden Moor | wind | 9 | 1993 | Yorkshire and the Humber
| Royd Moor | wind | 7 | 1993 | Yorkshire and the Humber
Total |  |  | 82812.6
Other power stations(26)
Renewable sources |  | wind | 1144
and combustible wastes |  | landfill gas | 1036
|  | sewage gas | 199
|  | hydro | 240
|  | biomass and waste | 921
|  | solar photovoltaics and wave/tidal | 1712
CHP schemes listed in Table 5.12 |  | various fuels | 2122
CHP schemes other than major power producers and |  | mainly gas | 1944
renewables and those listed in Table 5.12
Other autogenerators |  | various fuels | 491
For footnotes see page 151
5.11 Power Stations in the United Kingdom
(operational at the end of May 2013)(1) (continued)
Interconnectors
Capacity
(MW)
England - France |  |  | 2000
England - Netherlands |  |  | 1000
Scotland - Northern Ireland |  |  | 500
Wales - Irish Republic |  |  | 500
Northern Ireland - Irish Republic |  |  | 600
Footnotes
(1) This list covers stations owned or operated by Major Power Producers; other power stations (including many renewable sites and auto-generators) are
included in the sub table on page 152.
(2) Operated by HG Capital
(3) Joint venture with Scottish and Southern Energy
(4) Managed by RWE
(5) Operated by RES
(6) Joint venture between Green Coat Capital and Hermes, but operated by SSE.
(7) Now owned by EDF
(8) Managed by EDF Energy Renewables Ltd
(9) Recommissioning dates.
(10) Capacity reduced in 2013, with these stations typically now operating as Open Cycle Gas Turbines
(11) Co-owned with Centrica
(12) Animal Waste Derived Fuel, i.e. meat and bone meal, poultry litter, feathers and small quantities of other material such as wood chips
(13) Teesside station partially mothballed, reducing capacity from 1875 MW (1830 MW CCGT) to 45 MW (OCGT)
(14) Co-owned by Dong and EON
(15) Owned by RWE
(16) Owned by NDA but operated by Magnox Ltd
(17) Joint venture between SSE and ESB
(18) Owned by NDA but operated by Px Limited
(19) Spurness re-powered in December 2012 with a capacity of 10MW
(20) Owned by Green Coat Capital, but continues to be operated by SSE
(21) Joint venture with Green Coat Capital, but operated by SSE
(22) Total capacity is 1,840 MW but because of transmission constraints only 1,180 MW can be used at any one time.
(23) Carland Cross re-powered in 2013 (originally commissioned in 1992)
(24) Joint venture with Scottish and Southern Energy and Electricity First Limited
(25) Owned by E.On and EPR
(26) As at end December 2012.

## DUKES 2012
5.11 Power Stations in the United Kingdom
(operational at the end of May 2012)(1)
Company Name | Station Name | Fuel | Installed | Year of | Location
|  |  | Capacity | commission or | Scotland, Wales
|  |  | (MW) | year generation | Northern Ireland,
|  |  |  | began | or English region
A7 Energy | Greendykeside | wind | 4 | 2007 | Scotland
| Lochhead | wind | 6 | 2009 | Scotland
AES | Kilroot | coal/oil | 520 | 1981 | Northern Ireland
| Kilroot OCGT | gas oil | 142 | 1981 | Northern Ireland
| Ballylumford B | gas | 540 | 1968 | Northern Ireland
| Ballylumford B OCGT | gas oil | 116 | 1968 | Northern Ireland
| Ballylumford C | CCGT | 616 | 2003 | Northern Ireland
Baglan Generation Ltd | Baglan Bay | CCGT | 510 | 2002 | Wales
Barking Power (2) | Barking | CCGT | 1000 | 1994 | London
Beaufort Wind Ltd (3) | Bears Down | wind | 10 | 2001 | South West
| Bein Ghlas | wind | 8 | 1999 | Scotland
| Bryn Titli | wind | 10 | 1994 | Wales
| Carno | wind | 34 | 1996 | Wales
| Causeymire | wind | 48 | 2004 | Scotland
| Kirkby Moor | wind | 5 | 1993 | North West
| Lambrigg | wind | 7 | 2000 | North West
| Llyn Alaw | wind | 20 | 1997 | Wales
| Mynydd Gorddu | wind | 10 | 1996 | Wales
| Novar | wind | 17 | 1997 | Scotland
| Taff Ely | wind | 9 | 1993 | Wales
| Tow Law | wind | 2 | 2001 | North East
| Trysglwyn | wind | 6 | 1996 | Wales
| Windy Standard | wind | 22 | 1996 | Scotland
| North Hoyle | wind (offshore) | 60 | 2003 | Wales
| Farr | wind | 92 | 2006 | Scotland
| Ffynnon Oer | wind | 32 | 2006 | Wales
BNP Paribas Clean Energy Partners GP Limited | Gruig | wind | 25 | 2009 | Northern Ireland
Braes of Doune Windfarm (4) | Braes of Doune | wind | 72 | 2007 | Scotland
British Energy (5) | Dungeness B | nuclear | 1040 | 1983 | South East
| Hartlepool | nuclear | 1180 | 1984 | North East
| Heysham1 | nuclear | 1160 | 1984 | North West
| Heysham 2 | nuclear | 1220 | 1988 | North West
| Hinkley Point B | nuclear | 870 | 1976 | South West
| Sizewell B | nuclear | 1191 | 1995 | East
| Hunterston B | nuclear | 890 | 1976 | Scotland
| Torness | nuclear | 1190 | 1988 | Scotland
Cemmaes Windfarm Ltd (6) | Cemmaes | wind | 15 | 2002 (7) | Wales
Centrica | Barry | CCGT | 230 | 1998 | Wales
| Glanford Brigg | CCGT | 260 | 1993 | Yorkshire and the Humber
| Killingholme | CCGT | 665 | 1994 | Yorkshire and the Humber
| Kings Lynn (8) | CCGT | 99 | 1996 | East
| Peterborough | CCGT | 405 | 1993 | East
| Roosecote | CCGT | 229 | 1991 | North West
| South Humber Bank | CCGT | 1285 | 1996 | Yorkshire and the Humber
| Langage | CCGT | 905 | 2010 | South West
| Glens of Foudland | wind | 26 | 2005 | Scotland
| Lynn Wind Farm | wind (offshore) | 97 | 2009 | East Midlands
| Inner Dowsing Wind Farm | wind (offshore) | 97 | 2009 | East Midlands
Citigen (London) UK Ltd | Charterhouse St, London | gas/gas oil CHP | 31 | 1995 | London
Cold Northcott Windfarm Ltd (6) | Cold Northcott | wind | 7 | 1993 | South West
For footnotes see page 153
5.11 Power Stations in the United Kingdom
(operational at the end of May 2012)(1) (continued)
Company Name | Station Name | Fuel | Installed | Year of | Location
|  |  | Capacity | commission or | Scotland, Wales
|  |  | (MW) | year generation | Northern Ireland,
|  |  |  | began | or English region
Coolkeeragh ESB Ltd | Coolkeeragh | CCGT | 408 | 2005 | Northern Ireland
| Coolkeeragh | OCGT | 53 | 2005 | Northern Ireland
Corby Power Ltd | Corby | CCGT | 401 | 1993 | East Midlands
Derwent Cogeneration (2) | Derwent | gas CHP | 228 | 1994 | East Midlands
Dong Energy | Burbo Bank | Wind | 90 | 2009 | North West
| Gunfleet Sands 1 | Wind | 108 | 2010 | South East
| Gunfleet Sands 2 | Wind | 65 | 2010 | South East
| Walney (2) | Wind (offshore) | 184 | 2011 | North West
| Barrow Offshore Windfarm (9) | wind (offshore) | 90 | 2006 | North West
| Severn | CCGT | 848 | 2010 | Wales
Drax Power Ltd | Drax | coal | 3870 | 1974 | Yorkshire and the Humber
| Drax GT | gas oil | 75 | 1971 | Yorkshire and the Humber
EDF Energy | Sutton Bridge | CCGT | 819 | 1999 | East
| Cottam | coal | 2008 | 1969 | East Midlands
| West Burton | coal | 2012 | 1967 | East Midlands
| West Burton GT | gas oil | 40 | 1967 | East Midlands
| Thames Valley Power | Gas/Gas oil CHP | 15 | 1995 | London
| London Heat & Power Company | gas CHP | 9 | 2000 | London
(Imperial College)
| Barkantine Heat & Power Company | Gas CHP | 1 | 2000 | London
| Aberdare District Energy | gas | 10 | 2002 | Wales
| Bridgewater District Energy | gas | 10 | 2000 | South West
| Sevington District Energy | gas | 10 | 2000 | South East
| Solutia District Energy | gas | 10 | 2000 | Wales
EDF Energy Renewables | Bicker Fen | wind | 26 | 2008 | East Midlands
| Walkway | wind | 14 | 2008 | North East
| Longpark | wind | 38 | 2009 | Scotland
| Burnfoot Hill | wind | 26 | 2010 | Scotland
| Rusholme | wind | 24 | 2010 | Yorkshire and the Humber
| Fairfield | wind | 7 | 2011 | North West
Eggborough Power Ltd | Eggborough | coal | 1960 | 1967 | Yorkshire and the Humber
EPR Ely Limited | Elean | straw/gas | 38 | 2001 | East
EPR Eye Ltd | Eye, Suffolk | AWDF (10) | 13 | 1992 | East
EPR Glanford Ltd | Glanford | meat & bone meal | 13 | 1993 | East
EPR Thetford Ltd | Thetford | poultry litter | 39 | 1998 | East
EPR Scotland Ltd | Westfield | poultry litter | 12 | 2000 | Scotland
E.On UK | Kingsnorth | coal/oil | 1940 | 1970 | South East
| Ironbridge | coal | 940 | 1970 | West Midlands
| Ratcliffe | coal | 1960 | 1968 | East Midlands
| Grain | oil | 1300 | 1979 | South East
| Grain GT | gas oil | 55 | 1978 | South East
| Kingsnorth GT | gas oil | 34 | 1967 | South East
| Ratcliffe GT | gas oil | 34 | 1966 | East Midlands
| Taylor's Lane GT | gas oil | 132 | 1979 | London
| Connahs Quay | CCGT | 1380 | 1996 | Wales
| Cottam Development Centre | CCGT | 390 | 1999 | East Midlands
| Enfield | CCGT | 408 | 1999 | London
| Killingholme | CCGT | 900 | 1993 | Yorkshire and the Humber
| Sandbach | CCGT | 50 | 1999 | North West
For footnotes see page 153
5.11 Power Stations in the United Kingdom
(operational at the end of May 2012)(1) (continued)
Company Name | Station Name | Fuel | Installed | Year of | Location
|  |  | Capacity | commission or | Scotland, Wales
|  |  | (MW) | year generation | Northern Ireland,
|  |  |  | began | or English region
| Castleford | CCGT | 56 | 2002 | Yorkshire and the Humber
| Thornhill | CCGT | 50 | 1998 | Yorkshire and the Humber
| Grain | CCGT | 1320 | 2010 | South East
| Steven's Croft | biomass | 50 | 2007 | Scotland
| Askam | wind | 5 | 1999 | North West
| Bowbeat | wind | 31 | 2002 | Scotland
| Deucheran Hill | wind | 16 | 2001 | Scotland
| Hare Hill | wind | 6 | 2004 | North East
| High Volts | wind | 8 | 2004 | North East
| Holmside | wind | 6 | 2004 | North East
| Lowca | wind | 5 | 2000 | North West
| Oldside | wind | 5 | 1996 | North West
| Out Newton | wind | 9 | 2002 | Yorkshire and the Humber
| Scroby Sands | wind (offshore) | 60 | 2004 | East
| Siddick | wind | 4 | 1996 | North West
| Stags Holt | wind | 20 | 2007 | East
| Rhyd-y-Groes | wind | 7 | 1992 | Wales
| Blyth Offshore | wind (offshore) | 4 | 2000 | North East
| Robin Rigg | wind (offshore) | 180 | 2010 | Scotland
| Great Eppleton | wind | 8 | 2010 | North East
| Butterwick Moor | wind | 21 | 2011 | North East
| Haswell Moor | wind | 10 | 2010 | North East
Fenland Windfarms Ltd (6) | Deeping | wind | 16 | 2006 | East Midlands
| Glass Moor | wind | 16 | 2006 | East Midlands
| Red House | wind | 12 | 2006 | East Midlands
| Red Tile | wind | 24 | 2007 | East Midlands
Fred Olsen | Crystal Rig Windfarm | wind | 63 | 2003 | Scotland
| Paul's Hill | wind | 64 | 2005 | Scotland
| Rothes | wind | 51 | 2004 | Scotland
| Crystal Rig II | wind | 138 | 2010 | Scotland
GDF Suez (International Power) | Shotton | gas CHP | 210 | 2001 | Wales
| Teesside Power Station (11) | OCGT | 45 | 1992 | North East
| Scotia Wind | wind | 20 | 2010 | Scotland
Great Orton Windfarm Ltd (6) | Great Orton | wind | 4 | 1999 (7) | North West
HG Capital | Tyr Mostyn & Foel Goch | wind | 21 | 2005 | Wales
| Bagmoor | wind | 16 | 2009 | East Midlands
| Solutia | wind | 5 | 2009 | Wales
| Workington (Eastman) | wind | 4 | 2005 | North West
| Dewley Cheese | wind | 2 | 2010 | North West
High Hedley Hope Wind Ltd (6) | High Hedley 1 | wind | 2 | 2001 | North East
| High Hedley 2 | wind | 5 | 2008 | North East
| Trimdon Grange | wind | 5 | 2008 | North East
| Langley Park | wind | 8 | 2008 | North East
| Broomhill | wind | 8 | 2008 | North East
Immingham CHP LLP | Immingham CHP | gas CHP | 1240 | 2004 | Yorkshire and the Humber
Infinis | Ardrossan | wind | 24 | 2004 | Scotland
| Ardrossan Extension | wind | 6 | 2008 | Scotland
| Dalswinton | wind | 30 | 2008 | Scotland
| Minsca | wind | 37 | 2008 | Scotland
| Slieve Divena | wind | 30 | 2009 | N Ireland
| Rheidol | wind | 2 | 1997 | Wales
| Lissett | wind | 30 | 2007 | Yorkshire and the Humber
| Mynydd Clogau | wind | 14 | 2004 | Wales
| Hill of Fiddes | wind | 7 | 2010 | Scotland
| Low Spinney | wind | 8 | 2011 | East Midlands
| Glenkerie | wind | 20 | 2012 | Scotland
For footnotes see page 153
5.11 Power Stations in the United Kingdom
(operational at the end of May 2012)(1) (continued)
Company Name | Station Name | Fuel | Installed | Year of | Location
|  |  | Capacity | commission or | Scotland, Wales
|  |  | (MW) | year generation | Northern Ireland,
|  |  |  | began | or English region
Intergen | Coryton | CCGT | 800 | 2001 | East
| Rocksavage | CCGT | 810 | 1998 | North West
| Spalding | CCGT | 880 | 2004 | East Midlands
International Power / Mitsui | Indian Queens | gas oil/kerosene | 140 | 1996 | South West
| Dinorwig | pumped storage | 1728 | 1983 | Wales
| Ffestiniog | pumped storage | 360 | 1961 | Wales
| Rugeley | coal | 1006 | 1972 | West Midlands
| Rugeley GT | gas oil | 50 | 1972 | West Midlands
| Deeside | CCGT | 515 | 1994 | Wales
| Saltend | CCGT | 1200 | 2000 | Yorkshire and the Humber
Kirkheaton Wind Ltd (6) | Kirkheaton | wind | 1 | 2000 | North East
K/S Winscales (6) | Winscales 1 | wind | 2 | 1999 | North West
| Winscales 2 | wind | 7 | 2005 | North West
Llangwyryfon Windfarm Ltd (6) | Llangwyryfon | wind | 9 | 2003 | Wales
Magnox Ltd (12) | Wylfa | nuclear | 490 | 1971 | Wales
| Maentwrog | hydro | 28 | 1928 | Wales
Marchwood Power Limited (2) | Marchwood | CCGT | 842 | 2009 | South West
Peel Energy Ltd | Scout Moor | Wind | 65 | 2009 | North West
| Seaforth | Wind | 3 | 1999 | North West
| Port of Liverpool | Wind | 10 | 2008 | North West
Px Limited (13) | Fellside CHP | gas CHP | 180 | 1995 | North West
RES-Gen Ltd | Dyffryn Brodyn | wind | 6 | 1994 | Wales
| Four Burrows | wind | 5 | 1995 | South West
| Forss | wind | 2 | 2003 | Scotland
| Forss2 | wind | 5 | 2007 | Scotland
| Lendrum's Bridge | wind | 13 | 2000 | Northern Ireland
| Altahullion | wind | 26 | 2003 | Northern Ireland
| Altahullion2 | wind | 12 | 2007 | Northern Ireland
| Black Hill | wind | 29 | 2006 | Scotland
| Lough Hill | wind | 8 | 2007 | Northern Ireland
| Kelburn | wind | 28 | 2011 | Scotland
| Hill of Towie | wind | 48 | 2012 | Scotland
RGS Energy Ltd | Knapton | gas | 40 | 1994 | Yorkshire and the Humber
RWE Npower Plc | Aberthaw B | coal | 1586 | 1971 | Wales
| Tilbury B | biomass | 750 | 1968 | East
| Didcot A | coal/gas | 1958 | 1972 | South East
| Aberthaw GT | gas oil | 51 | 1971 | Wales
| Cowes | gas oil | 140 | 1982 | South East
| Didcot GT | gas oil | 100 | 1972 | South East
| Fawley GT | gas oil | 68 | 1969 | South East
| Littlebrook GT | gas oil | 105 | 1982 | South East
| Tilbury GT | rapeseed oil | 68 | 1968 | East
For footnotes see page 153
5.11 Power Stations in the United Kingdom
(operational at the end of May 2012)(1) (continued)
Company Name | Station Name | Fuel | Installed | Year of | Location
|  |  | Capacity | commission or | Scotland, Wales
|  |  | (MW) | year generation | Northern Ireland,
|  |  |  | began | or English region
| Little Barford GT | gas oil | 17 | 2006 | East
| Fawley | oil | 968 | 1969 | South East
| Littlebrook D | oil | 1370 | 1982 | South East
| Didcot B | CCGT | 1430 | 1998 | South East
| Great Yarmouth | CCGT | 420 | 2001 | East
| Little Barford | CCGT | 714 | 1995 | East
| Staythorpe C | CCGT | 1724 | 2010 | East Midlands
| Pembroke (14) | CCGT | 2180 | 2012 | Wales
RWE Npower Renewables Ltd | Braevallich | hydro | 2 | 2005 | Scotland
(Part of RWE Npower) | Cwm Dyli | hydro | 10 | 2002 (7) | Wales
| Dolgarrog High Head | hydro | 17 | 2002 (7) | Wales
| Dolgarrog Low Head | hydro | 15 | 1926/2002 | Wales
| Garrogie | hydro | 2 | 2005 | Scotland
| Inverbain | hydro | 1 | 2006 | Scotland
| Kielder | hydro | 6 | 2006 (7) | North East
| River E | hydro | 3 | 2008 | Scotland
| Douglas Water | hydro | 3 | 2008 | Scotland
| Inverlael | hydro | 3 | 2009 | Scotland
| Carnoch | hydro | 1 | 2009 | Scotland
| Burgar Hill | wind | 5 | 2007 | Scotland
| Hameldon Hill | wind | 5 | 2007 | North West
| Bilbster | wind | 4 | 2008 | Scotland
| Hollies | wind | 3 | 2008 | East
| Knabs Ridge | wind | 16 | 2008 | North East
| Little Cheyne | wind | 60 | 2008 | South East
| Rhyl Flats | wind (offshore) | 90 | 2009 | Wales
| Lindhurst | wind | 9 | 2010 | East Midlands
| An Suidhe | wind | 19 | 2010 | Scotland
| Novar 2 | wind | 37 | 2012 | Scotland
| Hellrigg | wind | 9 | 2012 | North West
Scottish and Southern
Hydro Schemes:
Affric/Beauly | Mullardoch Tunnel | hydro | 2 | 1955 | Scotland
| Fasnakyle | hydro | 69 | 1951 | Scotland
| Fasnakyle Compensation Set | hydro | 8 | 2006 | Scotland
| Deanie | hydro | 38 | 1963 | Scotland
| Culligran | hydro | 17 | 1962 | Scotland
| Culligran Compensation Set | hydro | 2 | 1962 | Scotland
| Aigas | hydro | 20 | 1962 | Scotland
| Kilmorack | hydro | 20 | 1962 | Scotland
Breadalbane | Lubreoch | hydro | 4 | 1958 | Scotland
| Cashlie | hydro | 11 | 1959 | Scotland
| Lochay | hydro | 46 | 1958 | Scotland
| Lochay Compensation Set | hydro | 2 | 1959 | Scotland
| Finlarig | hydro | 17 | 1955 | Scotland
| Lednock | hydro | 3 | 1961 | Scotland
| St. Fillans | hydro | 17 | 1957 | Scotland
| Dalchonzie | hydro | 4 | 1958 | Scotland
Conon | Achanalt | hydro | 3 | 1956 | Scotland
| Grudie Bridge | hydro | 19 | 1950 | Scotland
| Mossford | hydro | 19 | 1957 | Scotland
| Luichart | hydro | 34 | 1954 | Scotland
| Orrin | hydro | 18 | 1959 | Scotland
| Torr Achilty | hydro | 15 | 1954 | Scotland
Foyers | Foyers | hydro/ | 300 | 1974 | Scotland
pumped storage
Great Glen | Foyers Falls | hydro | 5 | 1968 | Scotland
| Mucomir | hydro | 2 | 1962 | Scotland
| Ceannacroc | hydro | 20 | 1956 | Scotland
| Livishie | hydro | 17 | 1962 | Scotland
For footnotes see page 153
5.11 Power Stations in the United Kingdom
(operational at the end of May 2012)(1) (continued)
Company Name | Station Name | Fuel | Installed | Year of | Location
|  |  | Capacity | commission or | Scotland, Wales
|  |  | (MW) | year generation | Northern Ireland,
|  |  |  | began | or English region
| Glenmoriston | hydro | 37 | 1957 | Scotland
| Glendoe | hydro | 100 | 2008 | Scotland
| Quoich | hydro | 18 | 1955 | Scotland
| Invergarry | hydro | 20 | 1956 | Scotland
| Kingairloch | hydro | 4 | 2005 | Scotland
Shin | Cassley | hydro | 10 | 1959 | Scotland
| Lairg | hydro | 4 | 1959 | Scotland
| Shin | hydro | 18 | 1958 | Scotland
| Loch Dubh | hydro | 1 | 1954 | Scotland
Sloy/Awe | Sloy | hydro | 153 | 1950 | Scotland
| Sron Mor | hydro | 4 | 1957 | Scotland
| Clachan | hydro | 40 | 1955 | Scotland
| Allt-na-Lairige | hydro | 7 | 1956 | Scotland
| Nant | hydro | 15 | 1963 | Scotland
| Inverawe | hydro | 25 | 1963 | Scotland
| Kilmelfort | hydro | 2 | 1956 | Scotland
| Loch Gair | hydro | 6 | 1961 | Scotland
| Lussa | hydro | 2 | 1952 | Scotland
| Striven | hydro | 8 | 1951 | Scotland
Tummel | Gaur | hydro | 8 | 1953 | Scotland
| Cuaich | hydro | 3 | 1959 | Scotland
| Loch Ericht | hydro | 2 | 1962 | Scotland
| Rannoch | hydro | 45 | 1930 | Scotland
| Clunie | hydro | 61 | 1950 | Scotland
| Tummel | hydro | 34 | 1933 | Scotland
| Errochty | hydro | 75 | 1955 | Scotland
| Pitlochry | hydro | 15 | 1950 | Scotland
Wind | Artfield Fell | wind | 20 | 2005 | Scotland
| Bu | wind | 3 | 2002 | Scotland
| Hadyard Hill | wind | 120 | 2005 | Scotland
| Spurness | wind | 8 | 2004 | Scotland
| Tangy | wind | 19 | 2002 | Scotland
| Drumderg | wind | 37 | 2008 | Scotland
| Bessy Bell 1 | wind | 5 | 1995 | N Ireland
| Bessy Bell 2 | wind | 9 | 2008 | N Ireland
| Bin Mountain | wind | 9 | 2007 | N Ireland
| Tappaghan | wind | 29 | 2005 | N Ireland
| Slieve Kirk | wind | 28 | 2011 | N Ireland
| Carcant | wind | 7 | 2010 | Scotland
| Toddleburn | wind | 28 | 2010 | Scotland
| Griffin | wind | 156 | 2011 | Scotland
| Greater Gabbard (15) | wind (offshore) | 439 | 2011 | East
| Achany | wind | 38 | 2010 | Scotland
| Fairburn | wind | 40 | 2009 | Scotland
| Clyde South | wind | 129 | 2011 | Scotland
| Clyde Central | wind | 113 | 2011 | Scotland
| Gordonbush | wind | 70 | 2011 | Scotland
Small Hydros: | Chliostair | hydro | 1 | 1960 | Scotland
| Cuileig | hydro | 3 | 2002 | Scotland
| Kerry Falls | hydro | 1 | 1951 | Scotland
| Nostie Bridge | hydro | 1 | 1950 | Scotland
| Storr Lochs | hydro | 2 | 1952 | Scotland
Thermal: | Peterhead (16) | gas/oil | 1180 | 1980 | Scotland
For footnotes see page 153
5.11 Power Stations in the United Kingdom
(operational at the end of May 2012)(1) (continued)
Company Name | Station Name | Fuel | Installed | Year of | Location
|  |  | Capacity | commission or | Scotland, Wales
|  |  | (MW) | year generation | Northern Ireland,
|  |  |  | began | or English region
Thermal (continued) | Keadby | CCGT | 710 | 1994 | Yorkshire and the Humber
| Keadby GT | gas oil | 25 | 1994 | Yorkshire and the Humber
| Medway | CCGT | 688 | 1995 | South East
| Ferrybridge C | coal/biomass | 1960 | 1966 | Yorkshire and the Humber
| Fiddler’s Ferry | coal/biomass | 1961 | 1971 | North West
| Ferrybridge GT | gas oil | 34 | 1966 | Yorkshire and the Humber
| Fiddler’s Ferry GT | gas oil | 34 | 1969 | North West
| Uskmouth | coal/biomass | 363 | 2000 | Wales
| Slough | coal/biomass/ | 61 | 1918 | South East
gas/waste derived fuel
| Chickerell | gas/oil | 45 | 1998 | South West
| Burghfield | gas/oil | 47 | 1998 | South East
| Thatcham | light oil | 10 | 1994 | South East
| Five Oaks | light oil | 9 | 1995 | South East
| Chippenham | gas | 10 | 2002 | South West
| Wheldale | mines gas | 8 | 2002 | Yorkshire and the Humber
Island Generation | Arnish | diesel | 10 | 2001 | Scotland
| Barra | diesel | 3 | 1990 | Scotland
| Bowmore | diesel | 6 | 1946 | Scotland
| Kirkwall | diesel | 16 | 1953 | Scotland
| Lerwick | diesel | 67 | 1953 | Scotland
| Loch Carnan, South Uist | diesel | 10 | 1971 | Scotland
| Stornoway | diesel | 19 | 1950 | Scotland
| Tiree | diesel | 3 | 1945 | Scotland
Scottish Power
Hydro schemes:
Galloway | Carsfad | hydro | 12 | 1936 | Scotland
| Drumjohn | hydro | 2 | 1985 | Scotland
| Earlstoun | hydro | 14 | 1936 | Scotland
| Glenlee | hydro | 24 | 1935 | Scotland
| Kendoon | hydro | 24 | 1936 | Scotland
| Tongland | hydro | 33 | 1935 | Scotland
Lanark | Bonnington | hydro | 11 | 1927 | Scotland
| Stonebyres | hydro | 6 | 1927 | Scotland
Cruachan | Cruachan | pumped storage | 440 | 1966 | Scotland
Thermal: | Cockenzie | coal | 1152 | 1967 | Scotland
| Longannet | coal | 2304 | 1970 | Scotland
| Damhead Creek | CCGT | 800 | 2000 | South East
| Pilkington - Greengate | gas | 10 | 1998 | North West
| Rye House | CCGT | 715 | 1993 | East
| Shoreham | CCGT | 400 | 2000 | South East
Wind:
| Arecleoch | wind | 120 | 2010 | Scotland
| Beinn an Tuirc | wind | 30 | 2001 | Scotland
| Beinn Tharsuinn | wind | 30 | 2007 | Scotland
| Black Law | wind | 124 | 2005 | Scotland
| Callagheen | wind | 17 | 2006 | Northern Ireland
| Carland Cross | wind | 5 | 1992 | South West
| Clachan Flats | wind | 15 | 2009 | Scotland
| Coal Clough | wind | 10 | 1992 | North West
| Coldham | wind | 16 | 2006 | East
| Corkey | wind | 5 | 1994 | Northern Ireland
For footnotes see page 153
5.11 Power Stations in the United Kingdom
(operational at the end of May 2012)(1) (continued)
Station type |  | Fuel | Capacity
(MW)
| Cruach Mhor | wind | 30 | 2004 | Scotland
| Dun Law 1 | wind | 17 | 2000 | Scotland
| Dun Law II | wind | 30 | 2009 | Scotland
| Elliots Hill | wind | 5 | 1995 | Northern Ireland
| Greenknowes | wind | 27 | 2008 | Scotland
| Hagshaw Hill 1 | wind | 16 | 1995 | Scotland
| Hagshaw Hill II | wind | 26 | 2009 | Scotland
| Hare Hill | wind | 13 | 2000 | Scotland
| Lynemouth | wind | 26 | 2012 | Scotland
| Mark Hill | wind | 56 | 2011 | Scotland
| Penryddian & Llidiartywaun | wind | 31 | 1992 | Wales
| Rigged Hill | wind | 5 | 1994 | Northern Ireland
| Wether Hill | wind | 18 | 2007 | Scotland
| Whitelee | wind | 322 | 2007 | Scotland
| Whitelee II | wind | 18 | 2012 | Scotland
| Wolf Bog | wind | 10 | 2008 | Northern Ireland
Seabank Power Limited (2) | Seabank 1 | CCGT | 812 | 1998 | South West
| Seabank 2 | CCGT | 410 | 2000 | South West
Sembcorp Utilities (UK) Ltd | Wilton Power Station | Gas/Coal/Oil | 280 | 1952 | North East
| Wilton GT2 | Gas | 42 | 2005 | North East
| Wilton 10 | Biomass | 38 | 2007 | North East
Snowmountain | Long Hill Road | wind | 2 | 2005 | East
South East London
Combined Heat & Power Ltd | SELCHP ERF | waste | 32 | 1994 | London
Statkraft Energy Ltd | Rheidol | hydro | 49 | 1961 | Wales
Statkraft Wind UK Ltd | Alltwalis | wind | 23 | 2009 | Wales
| Scira (Sheringham Shoal) | wind (offshore) | 169 | 2012 | East
Talisman Energy | Beatrice (2) | wind (offshore) | 10 | 2007 | Scotland
Triodos | FMC | wind | 2 | 2011 | Scotland
Vattenfall Wind Power | Kentish Flats | wind (offshore) | 90 | 2005 | South East
| Thanet | wind (offshore) | 300 | 2010 | South East
| Edinbane | Wind (onshore) | 41 | 2010 | Scotland
| Ormonde | wind (offshore) | 150 | 2011 | North West
Windcluster | Haverigg III | wind | 3 | 2005 | North West
Yorkshire Windpower Ltd (17) | Ovenden Moor | wind | 9 | 1993 | Yorkshire and the Humber
| Royd Moor | wind | 7 | 1993 | Yorkshire and the Humber
Total |  |  | 86998
Other power stations(18)
Renewable sources |  | wind | 1278
and combustible wastes |  | landfill gas | 1066.728
|  | sewage gas | 197.51
|  | hydro | 231.793
|  | biomass and waste | 788.536
|  | solar photovoltaics and wave/tidal | 978.922
CHP schemes listed in Table 5.12 |  | various fuels | 2193
CHP schemes other than major power producers and |  | mainly gas | 2059.6391
renewables and those listed in Table 5.12
Other autogenerators |  | various fuels | 187.0046
For footnotes see page 153
5.11 Power Stations in the United Kingdom
(operational at the end of May 2012)(1) (continued)
Interconnectors
Capacity
(MW)
England - France |  |  | 2000
England - Netherlands (19) |  |  | 1000
Scotland - Northern Ireland |  |  | 500
Northern Ireland - Irish Republic |  |  | 600
Footnotes
(1) This list covers stations of more than 1 MW capacity, but excludes some renewables stations of over 1 MW which are
included in the sub table on page 154.
(2) Joint venture with Scottish and Southern Energy and OPW
(3) Managed by RWE
(4) Joint venture between Centrica and SSE, but operated by SSE
(5) Now owned by EDF
(6) Managed by EDF Energy Renewables Ltd
(7) Recommissioning dates.
(8) King's Lynn station partially mothballed, reducing capacity from 340 MW to 99 MW
(9) Co-owned with Centrica
(10) Animal Waste Derived Fuel, i.e. meat and bone meal, poultry litter, feathers and small quantities of other material such as wood chips
(11) Teesside station partially mothballed, reducing capacity from 1875 MW (1830 MW CCGT) to 45 MW (OCGT)
(12) Owned by NDA but operated by Magnox Ltd
(13) Owned by NDA but operated by Px Limited
(14) As at May 2012, station in commissioning.
(15) Joint venture between Greater Gabbard Offshore Wind Ltd and SSE, operated by SSE
(16) Total capacity is 1,840 MW but because of transmission constraints only 1,180 MW can be used at any one time.
(17) Owned by E.On and EPR
(18) As at end December 2010.
(19) Offically opened 1st April 2011

## DUKES 2011
5.11 Power Stations in the United Kingdom
(operational at the end of May 2011)(1)
Company Name | Station Name | Fuel | Installed | Year of | Location
|  |  | Capacity | commission or | Scotland, Wales
|  |  | (MW) | year generation | Northern Ireland,
|  |  |  | began | or English region
AES | Kilroot | coal/oil | 662 | 1981 | Northern Ireland
| Ballylumford B | gas/oil/OCGT | 656 | 1968 | Northern Ireland
| Ballylumford C | CCGT | 616 | 2003 | Northern Ireland
Baglan Generation Ltd | Baglan Bay | gas turbine | 510 | 2002 | Wales
Barking Power (2) | Barking | CCGT | 1000 | 1994 | London
Beaufort Wind Ltd (3) | Bears Down | wind | 10 | 2001 | South West
| Bein Ghlas | wind | 8 | 1999 | Scotland
| Bryn Titli | wind | 10 | 1994 | Wales
| Carno | wind | 34 | 1996 | Wales
| Causeymire | wind | 48 | 2004 | Scotland
| Kirkby Moor | wind | 5 | 1993 | North West
| Lambrigg | wind | 7 | 2000 | North West
| Llyn Alaw | wind | 20 | 1997 | Wales
| Mynydd Gorddu | wind | 10 | 1996 | Wales
| Novar | wind | 17 | 1997 | Scotland
| Taff Ely | wind | 9 | 1993 | Wales
| Tow Law | wind | 2 | 2001 | North East
| Trysglwyn | wind | 6 | 1996 | Wales
| Windy Standard | wind | 22 | 1996 | Scotland
| North Hoyle | wind (offshore) | 60 | 2003 | Wales
| Farr | wind | 92 | 2006 | Scotland
| Ffynnon Oer | wind | 32 | 2006 | Wales
BNP Paribas Clean Energy Partners GP Limited | Gruig | wind | 25 | 2009 | Northern Ireland
Braes of Doune Windfarm (4) | Braes of Doune | wind | 72 | 2007 | Scotland
British Energy (5) | Dungeness B | nuclear | 1040 | 1983 | South East
| Hartlepool | nuclear | 1190 | 1984 | North East
| Heysham1 | nuclear | 1160 | 1984 | North West
| Heysham 2 | nuclear | 1210 | 1988 | North West
| Hinkley Point B | nuclear | 870 | 1976 | South West
| Sizewell B | nuclear | 1191 | 1995 | East
| Hunterston B | nuclear | 890 | 1976 | Scotland
| Torness | nuclear | 1205 | 1988 | Scotland
Cemmaes Windfarm Ltd (6) | Cemmaes | wind | 15 | 2002 (7) | Wales
Centrica | Barry | CCGT | 230 | 1998 | Wales
| Glanford Brigg | CCGT | 260 | 1993 | Yorkshire and
| Killingholme | CCGT | 665 | 1994 | the Humber
| Kings Lynn | CCGT | 340 | 1996 | East
| Peterborough | CCGT | 405 | 1993 | East
| Roosecote | CCGT | 229 | 1991 | North West
| South Humber Bank | CCGT | 1285 | 1996 | Yorkshire and
the Humber
| Langage | CCGT | 905 | 2010 | South West
| Glens of Foudland | wind | 26 | 2005 | Scotland
| Lynn Wind Farm | wind (offshore) | 97 | 2009 | East Midlands
| Inner Dowsing Wind Farm | wind (offshore) | 97 | 2009 | East Midlands
Citigen (London) UK Ltd | Charterhouse St, London | gas/gas oil CHP | 31 | 1995 | London
Cold Northcott Windfarm Ltd (6) | Cold Northcott | wind | 7 | 1993 | South West
For footnotes see page 155
5.11 Power Stations in the United Kingdom
(operational at the end of May 2011)(1) (continued)
Company Name | Station Name | Fuel | Installed | Year of | Location
|  |  | Capacity | commission or | Scotland, Wales
|  |  | (MW) | year generation | Northern Ireland,
|  |  |  | began | or English region
Coolkeeragh ESB Ltd | Coolkeeragh | CCGT | 408 | 2005 | Northern Ireland
Corby Power Ltd | Corby | CCGT | 401 | 1993 | East Midlands
Derwent Cogeneration (2) | Derwent | gas CHP | 228 | 1994 | East Midlands
Dong Energy | Burbo Bank | Wind | 90 | 2009 | North West
| Gunfleet Sands 1 | Wind | 108 | 2010 | South East
| Gunfleet Sands 2 | Wind | 65 | 2010 | South East
| Walney (2) | Wind | 184 | 2011 | West
| Barrow Offshore Windfarm (8) | wind (offshore) | 90 | 2006 | North West
| Severn | CCGT | 848 | 2010 | Wales
Drax Power Ltd | Drax | coal | 3870 | 1974 | Yorkshire and
| Drax GT | gas oil | 75 | 1971 | the Humber
EDF Energy | Sutton Bridge | CCGT | 819 | 1999 | East
| Cottam | coal | 2008 | 1969 | East Midlands
| West Burton | coal | 2012 | 1967 | East Midlands
| West Burton GT | gas oil | 40 | 1967 | East Midlands
| Thames Valley Power | Gas/Gas oil CHP | 15 | 1995 | London
| London Heat & Power Company | gas CHP | 9 | 2000 | London
(Imperial College)
| Barkantine Heat & Power Company | Gas CHP | 1 | 2000 | London
| Aberdare District Energy | gas | 10 | 2002 | Wales
| Bridgewater District Energy | gas | 10 | 2000 | South West
| Sevington District Energy | gas | 10 | 2000 | South East
| Solutia District Energy | gas | 10 | 2000 | Wales
EDF Energy Renewables | Bicker Fen | wind | 26 | 2008 | East Midlands
| Walkaway | wind | 14 | 2008 | North East
| Longpark | wind | 38 | 2009 | Scotland
| Burnfoot Hill | wind | 26 | 2010 | Scotland
| Rusholme | wind | 24 | 2010 | Yorkshire
| Fairfield | wind | 7 | 2011 | North West
Eggborough Power Ltd | Eggborough | coal | 1960 | 1967 | Yorkshire and
the Humber
EPR Ely Limited | Elean | straw/gas | 38 | 2001 | East
EPR Glanford Ltd | Glanford | meat & bone meal | 13 | 1993 | East
EPR Eye Ltd | Eye, Suffolk | AWDF (9) | 13 | 1992 | East
EPR Thetford Ltd | Thetford | poultry litter | 39 | 1998 | East
EPR Scotland Ltd | Westfield | poultry litter | 12 | 2000 | Scotland
E.On UK | Kingsnorth | coal/oil | 1940 | 1970 | South East
| Ironbridge | coal | 940 | 1970 | West Midlands
| Ratcliffe | coal | 1960 | 1968 | East Midlands
| Grain | oil | 1300 | 1979 | South East
| Grain GT | gas oil | 55 | 1978 | South East
| Kingsnorth GT | gas oil | 34 | 1967 | South East
| Ratcliffe GT | gas oil | 34 | 1966 | East Midlands
| Taylor's Lane GT | gas oil | 132 | 1979 | London
| Connahs Quay | CCGT | 1380 | 1996 | Wales
| Cottam Development Centre | CCGT | 390 | 1999 | East Midlands
| Enfield | CCGT | 408 | 1999 | London
| Killingholme | CCGT | 900 | 1993 | Yorkshire and
the Humber
| Sandbach | CCGT | 50 | 1999 | North West
For footnotes see page 155
5.11 Power Stations in the United Kingdom
(operational at the end of May 2011)(1) (continued)
Company Name | Station Name | Fuel | Installed | Year of | Location
|  |  | Capacity | commission or | Scotland, Wales
|  |  | (MW) | year generation | Northern Ireland,
|  |  |  | began | or English region
| Castleford | CCGT | 56 | 2002 | Yorkshire and
the Humber
| Thornhill | CCGT | 50 | 1998 | Yorkshire and
the Humber
| Grain | CCGT | 1320 | 2010 | South East
| Steven's Croft | biomass | 44 | 2007 | Scotland
| Askam | wind | 5 | 1999 | North West
| Blood Hill | wind | 2 | 1992 | East
| Bowbeat | wind | 31 | 2002 | Scotland
| Deucheran Hill | wind | 16 | 2001 | Scotland
| Hare Hill | wind | 5 | 2004 | North East
| High Volts | wind | 8 | 2004 | North East
| Holmside | wind | 5 | 2004 | North East
| Lowca | wind | 5 | 2000 | North West
| Oldside | wind | 5 | 1996 | North West
| Out Newton | wind | 9 | 2002 | Yorkshire and
| Rheidol | wind | 2 | 1997 | Wales
| Scroby Sands | wind (offshore) | 60 | 2004 | East
| Siddick | wind | 4 | 1996 | North West
| St Breock | wind | 5 | 1994 | South West
| Stags Holt | wind | 20 | 2007 | East
| Rhyd-y-Groes | wind | 7 | 1992 | Wales
| Blyth Offshore | wind (offshore) | 4 | 2000 | North East
| Robin Rigg | wind (offshore) | 180 | 2010 | Scotland
| Great Eppleton | wind | 8 | 2010 | North East
| Butterwick Moor | wind | 19 | 2011 | North East
| Haswell Moor | wind | 10 | 2010 | North East
Fenland Windfarms Ltd (6) | Deeping | wind | 16 | 2006 | East Midlands
| Glass Moor | wind | 16 | 2006 | East Midlands
| Red House | wind | 12 | 2006 | East Midlands
| Red Tile | wind | 24 | 2007 | East Midlands
Fred Olsen | Crystal Rig Windfarm | wind | 63 | 2003 | Scotland
| Paul's Hill | wind | 64 | 2005 | Scotland
| Rothes | wind | 51 | 2004 | Scotland
| Crystal Rig II | wind | 138 | 2010 | Scotland
GDF Suez | Shotton | gas CHP | 210 | 2001 | Wales
| Teesside Power Station (17) | CCGT | 45 | 1992 | North East
| Scotia Wind | wind | 20 | 2010 | Scotland
Great Orton Windfarm Ltd (6) | Great Orton | wind | 4 | 1999 (7) | North West
HG Capital | Tyr Mostyn & Foel Goch | wind | 21 | 2005 | Wales
| Bagmoor | wind | 16 | 2009 | East Midlands
| Long Hill Road | wind | 2 | 2005 | East
| Solutia | wind | 5 | 2009 | Wales
| Workington (Eastman) | wind | 4 | 2005 | North West
| Greendykeside | wind | 4 | 2007 | Scotland
| Lochhead | wind | 6 | 2009 | Scotland
| Haverigg III | wind | 3 | 2005 | North West
| Dewley Cheese | wind | 2 | 2010 | North West
High Hedley Hope Wind Ltd (6) | High Hedley 1 | wind | 2 | 2001 | North East
| High Hedley 2 | wind | 5 | 2008 | North East
| Trimdon Grange | wind | 5 | 2008 | North East
| Langley Park | wind | 8 | 2008 | North East
| Broomhill | wind | 8 | 2008 | North East
Immingham CHP LLP | Immingham CHP | gas CHP | 1240 | 2004 | Yorkshire and
Infinis Windfarm (2) | Ardrossan | wind | 24 | 2004 | Scotland
| Ardrossan Extension | wind | 6 | 2008 | Scotland
| Dalswinton | wind | 30 | 2008 | Scotland
| Minsca | wind | 37 | 2008 | Scotland
| Slieve Divena | wind | 30 | 2009 | N Ireland
For footnotes see page 155
5.11 Power Stations in the United Kingdom
(operational at the end of May 2011)(1) (continued)
Company Name | Station Name | Fuel | Installed | Year of | Location
|  |  | Capacity | commission or | Scotland, Wales
|  |  | (MW) | year generation | Northern Ireland,
|  |  |  | began | or English region
Intergen | Coryton | CCGT | 800 | 2001 | East
| Rocksavage | CCGT | 810 | 1998 | North West
| Spalding | CCGT | 880 | 2004 | East Midlands
International Power / Mitsui | Indian Queens | gas oil/kerosene | 140 | 1996 | South West
| Dinorwig | pumped storage | 1728 | 1983 | Wales
| Ffestiniog | pumped storage | 360 | 1961 | Wales
| Rugeley | coal | 1006 | 1972 | West Midlands
| Rugeley GT | gas oil | 50 | 1972 | West Midlands
| Deeside | CCGT | 500 | 1994 | Wales
| Saltend | CCGT | 1200 | 2000 | Yorkshire and
Kirkheaton Wind Ltd (6) | Kirkheaton | wind | 1 | 2000 | North East
K/S Winscales (6) | Winscales 1 | wind | 2 | 1999 | North West
| Winscales 2 | wind | 7 | 2005 | North West
Llangwyryfon Windfarm Ltd (6) | Llangwyryfon | wind | 9 | 2003 | Wales
Magnox Ltd (10) | Oldbury | nuclear | 434 | 1967 | South West
| Wylfa | nuclear | 980 | 1971 | Wales
| Maentwrog | hydro | 28 | 1928 | Wales
Marchwood Power Limited (2) | Marchwood | gas | 842 | 2009 | South West
Peel Energy Ltd | Scout Moor | Wind | 65 | 2009 | North West
| Seaforth | Wind | 3 | 1999 | North West
| Port of Liverpool | Wind | 10 | 2008 | North West
Px Limited (11) | Fellside CHP | gas CHP | 180 | 1995 | North West
RES-Gen Ltd | Dyffryn Brodyn | wind | 6 | 1994 | Wales
| Four Burrows | wind | 5 | 1995 | South West
| Forss | wind | 2 | 2003 | Scotland
| Forss2 | wind | 5 | 2007 | Scotland
| Lendrum's Bridge | wind | 13 | 2000 | Northern Ireland
| Altahullion | wind | 26 | 2003 | Northern Ireland
| Altahullion2 | wind | 12 | 2007 | Northern Ireland
| Black Hill | wind | 29 | 2006 | Scotland
| Lough Hill | wind | 8 | 2007 | Northern Ireland
RGS Energy Ltd | Knapton | gas | 40 | 1994 | Yorkshire and
the Humber
RWE Npower Plc | Aberthaw B | coal | 1586 | 1971 | Wales
| Tilbury B | coal | 1063 | 1968 | East
| Didcot A | coal/gas | 1958 | 1972 | South East
| Aberthaw GT | gas oil | 51 | 1971 | Wales
| Cowes | gas oil | 140 | 1982 | South East
| Didcot GT | gas oil | 100 | 1972 | South East
| Fawley GT | gas oil | 68 | 1969 | South East
| Littlebrook GT | gas oil | 105 | 1982 | South East
| Tilbury GT | gas oil | 68 | 1968 | East
For footnotes see page 155
5.11 Power Stations in the United Kingdom
(operational at the end of May 2011)(1) (continued)
Company Name | Station Name | Fuel | Installed | Year of | Location
|  |  | Capacity | commission or | Scotland, Wales
|  |  | (MW) | year generation | Northern Ireland,
|  |  |  | began | or English region
| Little Barford GT | gas oil | 17 | 2006 | East
| Fawley | oil | 968 | 1969 | South East
| Littlebrook D | oil | 1370 | 1982 | South East
| Didcot B | CCGT | 1430 | 1998 | South East
| Great Yarmouth | CCGT | 420 | 2001 | East
| Little Barford | CCGT | 665 | 1995 | East
| Staythorpe C | CCGT | 1724 | 2010 | East Midlands
RWE Npower Renewables Ltd | Braevallich | hydro | 2 | 2005 | Scotland
(Part of RWE Npower) | Cwm Dyli | hydro | 10 | 2002 (7) | Wales
| Dolgarrog High Head | hydro | 17 | 2002 (7) | Wales
| Dolgarrog Low Head | hydro | 15 | 1926/2002 | Wales
| Garrogie | hydro | 2 | 2005 | Scotland
| Inverbain | hydro | 1 | 2006 | Scotland
| Kielder | hydro | 6 | 2006 (7) | North East
| River E | hydro | 3 | 2008 | Scotland
| Douglas Water | hydro | 3 | 2008 | Scotland
| Inverlael | hydro | 3 | 2009 | Scotland
| Carnoch | hydro | 1 | 2009 | Scotland
| Burgar Hill | wind | 5 | 2007 | Scotland
| Hameldon Hill | wind | 5 | 2007 | Northwest
| Bilbster | wind | 4 | 2008 | Scotland
| Hollies | wind | 3 | 2008 | East
| Knabs Ridge | wind | 16 | 2008 | North East
| Little Cheyne | wind | 60 | 2008 | South East
| Rhyl Flats | wind (offshore) | 90 | 2009 | Wales
| Lindhurst | wind | 9 | 2010 | East Midlands
| An Suidhe | wind | 19 | 2010 | Scotland
Scottish and Southern
Hydro Schemes:
Affric/Beauly | Mullardoch Tunnel | hydro | 2 | 1955 | Scotland
| Fasnakyle | hydro | 69 | 1951 | Scotland
| Fasnakyle Compensation Set | hydro | 8 | 2006 | Scotland
| Deanie | hydro | 38 | 1963 | Scotland
| Culligran | hydro | 17 | 1962 | Scotland
| Culligran Compensation Set | hydro | 2 | 1962 | Scotland
| Aigas | hydro | 20 | 1962 | Scotland
| Kilmorack | hydro | 20 | 1962 | Scotland
Breadalbane | Lubreoch | hydro | 4 | 1958 | Scotland
| Cashlie | hydro | 11 | 1959 | Scotland
| Lochay | hydro | 46 | 1958 | Scotland
| Lochay Compensation Set | hydro | 2 | 1959 | Scotland
| Finlarig | hydro | 17 | 1955 | Scotland
| Lednock | hydro | 3 | 1961 | Scotland
| St. Fillans | hydro | 17 | 1957 | Scotland
| Dalchonzie | hydro | 4 | 1958 | Scotland
Conon | Achanalt | hydro | 3 | 1956 | Scotland
| Grudie Bridge | hydro | 19 | 1950 | Scotland
| Mossford | hydro | 19 | 1957 | Scotland
| Luichart | hydro | 34 | 1954 | Scotland
| Orrin | hydro | 18 | 1959 | Scotland
| Torr Achilty | hydro | 15 | 1954 | Scotland
Foyers | Foyers | hydro/ | 300 | 1974 | Scotland
pumped storage
Great Glen | Foyers Falls | hydro | 5 | 1968 | Scotland
| Mucomir | hydro | 2 | 1962 | Scotland
| Ceannacroc | hydro | 20 | 1956 | Scotland
| Livishie | hydro | 15 | 1962 | Scotland
For footnotes see page 155
5.11 Power Stations in the United Kingdom
(operational at the end of May 2011)(1) (continued)
Company Name | Station Name | Fuel | Installed | Year of | Location
|  |  | Capacity | commission or | Scotland, Wales
|  |  | (MW) | year generation | Northern Ireland,
|  |  |  | began | or English region
| Glenmoriston | hydro | 37 | 1957 | Scotland
| Glendoe | hydro | 100 | 2008 | Scotland
| Quoich | hydro | 18 | 1955 | Scotland
| Invergarry | hydro | 20 | 1956 | Scotland
| Kingairloch | hydro | 4 | 2005 | Scotland
Shin | Cassley | hydro | 10 | 1959 | Scotland
| Lairg | hydro | 4 | 1959 | Scotland
| Shin | hydro | 19 | 1958 | Scotland
| Loch Dubh | hydro | 1 | 1954 | Scotland
Sloy/Awe | Sloy | hydro | 153 | 1950 | Scotland
| Sron Mor | hydro | 5 | 1957 | Scotland
| Clachan | hydro | 40 | 1955 | Scotland
| Allt-na-Lairige | hydro | 6 | 1956 | Scotland
| Nant | hydro | 15 | 1963 | Scotland
| Inverawe | hydro | 25 | 1963 | Scotland
| Kilmelfort | hydro | 2 | 1956 | Scotland
| Loch Gair | hydro | 6 | 1961 | Scotland
| Lussa | hydro | 2 | 1952 | Scotland
| Striven | hydro | 8 | 1951 | Scotland
Tummel | Gaur | hydro | 8 | 1953 | Scotland
| Cuaich | hydro | 3 | 1959 | Scotland
| Loch Ericht | hydro | 2 | 1962 | Scotland
| Rannoch | hydro | 44 | 1930 | Scotland
| Clunie | hydro | 61 | 1950 | Scotland
| Tummel | hydro | 34 | 1933 | Scotland
| Errochty | hydro | 75 | 1955 | Scotland
| Pitlochry | hydro | 15 | 1950 | Scotland
Wind | Artfield Fell | wind | 20 | 2005 | Scotland
| Bu | wind | 3 | 2002 | Scotland
| Hadyard Hill | wind | 120 | 2005 | Scotland
| Spurness | wind | 8 | 2004 | Scotland
| Tangy | wind | 19 | 2002 | Scotland
| Drumderg | wind | 37 | 2008 | Scotland
| Bessy Bell 1 | wind | 5 | 1995 | N Ireland
| Bessy Bell 2 | wind | 9 | 2008 | N Ireland
| Bin Mountain | wind | 9 | 2007 | N Ireland
| Tappaghan | wind | 29 | 2005 | N Ireland
| Carcant | wind | 7 | 2010 | Scotland
| Toddleburn | wind | 28 | 2010 | Scotland
| Griffin | wind | 9 | 2011 | Scotland
| Greater Gabbard (12) | wind (offshore) | 152 | 2011 | East
| Achany | wind | 38 | 2010 | Scotland
| Fairburn | wind | 40 | 2009 | Scotland
Small Hydros: | Chliostair | hydro | 1 | 1960 | Scotland
| Cuileig | hydro | 3 | 2002 | Scotland
| Kerry Falls | hydro | 1 | 1951 | Scotland
| Nostie Bridge | hydro | 1 | 1950 | Scotland
| Storr Lochs | hydro | 2 | 1952 | Scotland
Thermal: | Peterhead (13) | gas/oil | 1180 | 1980 | Scotland
| Fife Power Station | gas | 123 | 2000 | Scotland
For footnotes see page 155
5.11 Power Stations in the United Kingdom
(operational at the end of May 2011)(1) (continued)
Company Name | Station Name | Fuel | Installed | Year of | Location
|  |  | Capacity | commission or | Scotland, Wales
|  |  | (MW) | year generation | Northern Ireland,
|  |  |  | began | or English region
Thermal (continued) | Keadby | gas/oil | 749 | 1994 | Yorkshire and
the Humber
| Medway | CCGT | 688 | 1995 | South East
| Ferrybridge C | coal/biomass | 1960 | 1966 | Yorkshire and
the Humber
| Fiddler’s Ferry | coal/biomass | 1961 | 1971 | North West
| Ferrybridge GT | gas oil | 34 | 1966 | Yorkshire and
the Humber
| Fiddler’s Ferry GT | gas oil | 34 | 1969 | North West
| Uskmouth | coal/biomass | 363 | 2000 | Wales
| Slough | coal/biomass/ | 61 | 1918 | South East
gas/waste derived fuel
| Chickerell | gas/oil | 45 | 1998 | South West
| Burghfield | gas/oil | 47 | 1998 | South East
| Thatcham | light oil | 10 | 1994 | South East
| Five Oaks | light oil | 9 | 1995 | South East
| Chippenham | gas | 10 | 2002 | South West
| Wheldale | mines gas | 8 | 2002 | Yorkshire and
the Humber
Island Generation | Arnish | diesel | 10 | 2001 | Scotland
| Barra | diesel | 2 | 1990 | Scotland
| Bowmore | diesel | 6 | 1946 | Scotland
| Kirkwall | diesel | 16 | 1953 | Scotland
| Lerwick | diesel | 67 | 1953 | Scotland
| Loch Carnan, South Uist | diesel | 10 | 1971 | Scotland
| Stornoway | diesel | 19 | 1950 | Scotland
| Tiree | diesel | 3 | 1945 | Scotland
Scottish Power
Hydro schemes:
Galloway | Carsfad | hydro | 12 | 1936 | Scotland
| Drumjohn | hydro | 2 | 1985 | Scotland
| Earlstoun | hydro | 14 | 1936 | Scotland
| Glenlee | hydro | 24 | 1935 | Scotland
| Kendoon | hydro | 24 | 1936 | Scotland
| Tongland | hydro | 33 | 1935 | Scotland
Lanark | Bonnington | hydro | 11 | 1927 | Scotland
| Stonebyres | hydro | 6 | 1927 | Scotland
Cruachan | Cruachan | pumped storage | 440 | 1966 | Scotland
Thermal: | Cockenzie | coal | 1152 | 1967 | Scotland
| Longannet | coal | 2304 | 1970 | Scotland
| Damhead Creek | CCGT | 800 | 2000 | South East
| Pilkington - Greengate | gas | 10 | 1998 | North West
| Rye House | CCGT | 715 | 1993 | East
| Shoreham | CCGT | 400 | 2000 | South East
Wind:
| Arecleoch | wind | 120 | 2010 | Scotland
| Beinn an Tuirc | wind | 30 | 2001 | Scotland
| Beinn Tharsuinn | wind | 30 | 2007 | Scotland
| Black Law | wind | 124 | 2005 | Scotland
| Callagheen | wind | 17 | 2006 | Northern Ireland
| Carland Cross | wind | 6 | 1992 | South West
| Clachan Flats | wind | 15 | 2009 | Scotland
| Coal Clough | wind | 10 | 1992 | North West
| Coldham | wind | 16 | 2006 | East
| Corkey | wind | 5 | 1994 | Northern Ireland
For footnotes see page 155
5.11 Power Stations in the United Kingdom
(operational at the end of May 2011)(1) (continued)
Station type |  | Fuel | Capacity
(MW)
| Cruach Mhor | wind | 30 | 2004 | Scotland
| Dun Law | wind | 17 | 2000 | Scotland
| Dun Law II | wind | 30 | 2009 | Scotland
| Elliots Hill | wind | 5 | 1995 | Northern Ireland
| Greenknowes | wind | 27 | 2008 | Scotland
| Hagshaw Hill | wind | 16 | 1995 | Scotland
| Hagshaw Hill II | wind | 26 | 2009 | Scotland
| Hare Hill | wind | 13 | 2000 | Scotland
| Mark Hill | wind | 56 | 2011 | Scotland
| Penryddian & Llidiartywaun | wind | 31 | 1992 | Wales
| Rigged Hill | wind | 5 | 1994 | Northern Ireland
| Wether Hill | wind | 18 | 2007 | Scotland
| Whitelee | wind | 322 | 2007 | Scotland
| Wolf Bog | wind | 10 | 2008 | Northern Ireland
Seabank Power Limited (2) | Seabank 1 | CCGT | 812 | 1998 | South West
| Seabank 2 | CCGT | 410 | 2000 | South West
Sembcorp Utilities (UK) Ltd | Wilton Power Station | Gas/Coal/Oil | 280 | 1952 | North East
| Wilton GT2 | Gas | 42 | 2005 | North East
| Wilton 10 | Biomass | 38 | 2007 | North East
South East London
Combined Heat & Power Ltd | SELCHP ERF | waste | 32 | 1994 | London
Statkraft Energy Ltd | Rheidol | hydro | 49 | 1961 | Wales
| Alltwalis | wind | 23 | 2009 | Wales
Talisman Energy | Beatrice (2) | wind (offshore) | 10 | 2007 | Scotland
Vattenfall Wind Power | Kentish Flats | wind (offshore) | 90 | 2005 | South East
| Thanet | wind (offshore) | 300 | 2010 | South East
| Edinbane | Wind (onshore) | 41 | 2010 | Scotland
Yorkshire Windpower Ltd (14) | Ovenden Moor | wind | 9 | 1993 | Yorkshire and
the Humber
| Royd Moor | wind | 7 | 1993 | Yorkshire and
the Humber
Total |  |  | 84986
Other power stations(15)
Renewable sources |  | wind | 942
and combustible wastes |  | landfill gas | 1024.6
|  | sewage gas | 189.2
|  | hydro | 227.3
|  | Biomass and waste | 844
CHP schemes listed in Table 5.12 |  | various fuels | 2080
CHP schemes other than major power producers and |  | mainly gas | 2118.9
renewables and those listed in Table 5.12
Other autogenerators |  | various fuels | 448
For footnotes see page 155
5.11 Power Stations in the United Kingdom
(operational at the end of May 2011)(1) (continued)
Interconnectors
Capacity
(MW)
England - France |  |  | 2000
England - Netherlands (16) |  |  | 1000
Scotland - Northern Ireland |  |  | 500
Northern Ireland - Irish Republic |  |  | 600
Footnotes
(1) This list covers stations of more than 1 MW capacity, but excludes some renewables stations of over 1 MW which are
included in the sub table on page 154.
(2) Joint venture with Scottish and Southern Energy
(3) Managed by RWE
(4) Joint venture between E.On and SSE, but operated by SSE
(5) Now owned by EDF
(6) Managed by EDF Energy Renewables Ltd
(7) Recommissioning dates.
(8) Co-owned with Centrica
(9) Animal Waste Derived Fuel, i.e. meat and bone meal, poultry litter, feathers and small quantities of other material such as wood
chips
(10) Owned by NDA but operated by Magnox Ltd
(11) Owned by NDA but operated by Px Limited
(12) Joint venture between Greater Gabbard Offshore Wind Ltd and SSE, operated by SSE
(13) Total capacity is 1,840 MW but because of transmission constraints only 1,180 MW can be used at any one time.
(14) Owned by E.On and EPR
(15) As at end December 2010.
(16) Offically opened 1st April 2011
(17) On 1 April 2011 GDF Suez ceased operations of the CCGT element of the plant leaving the Open Cycle gas turbine as the only available machine, reducung the capacity to 45MW

## DUKES 2010
5.11 Power Stations in the United Kingdom
(operational at the end of May 2010)(1)
Company Name | Station Name | Fuel | Installed | Year of | Location
|  |  | Capacity | commission or | Scotland, Wales
|  |  | (MW) | year generation | Northern Ireland,
|  |  |  | began | or English region
AES | Kilroot | coal/oil | 662 | 1981 | Northern Ireland
Baglan Generation Ltd | Baglan Bay | gas turbine | 575 | 2002 | Wales
Barking Power (2) | Barking | CCGT | 1000 | 1994 | London
Beaufort Wind Ltd (3) | Bears Down | wind | 10 | 2001 | South West
| Bein Ghlas | wind | 8 | 1999 | Scotland
| Bryn Titli | wind | 10 | 1994 | Wales
| Carno | wind | 34 | 1996 | Wales
| Causeymire | wind | 48 | 2004 | Scotland
| Kirkby Moor | wind | 5 | 1993 | North West
| Lambrigg | wind | 7 | 2000 | North West
| Llyn Alaw | wind | 20 | 1997 | Wales
| Mynydd Gorddu | wind | 10 | 1996 | Wales
| Novar | wind | 17 | 1997 | Scotland
| Taff Ely | wind | 9 | 1993 | Wales
| Tow Law | wind | 2 | 2001 | North East
| Trysglwyn | wind | 6 | 1996 | Wales
| Windy Standard | wind | 22 | 1996 | Scotland
| North Hoyle | wind (offshore) | 60 | 2003 | Wales
| Farr | wind | 92 | 2006 | Scotland
| Ffynnon Oer | wind | 32 | 2006 | Wales
Braes of Doune Windfarm (12) | Braes of Doune | wind | 72 | 2007 | Scotland
British Energy (11) | Dungeness B | nuclear | 1040 | 1983 | South East
| Hartlepool | nuclear | 1190 | 1984 | North East
| Heysham1 | nuclear | 1160 | 1984 | North West
| Heysham 2 | nuclear | 1230 | 1988 | North West
| Hinkley Point B | nuclear | 860 | 1976 | South West
| Sizewell B | nuclear | 1188 | 1995 | East
| Hunterston B | nuclear | 860 | 1976 | Scotland
| Torness | nuclear | 1205 | 1988 | Scotland
Cemmaes Windfarm Ltd (5) | Cemmaes | wind | 15 | 2002 (6) | Wales
Centrica | Barry | CCGT | 230 | 1998 | Wales
| Glanford Brigg | CCGT | 260 | 1993 | Yorkshire and
| Killingholme | CCGT | 665 | 1994 | the Humber
| Kings Lynn | CCGT | 340 | 1996 | East
| Peterborough | CCGT | 405 | 1993 | East
| Roosecote | CCGT | 229 | 1991 | North West
| South Humber Bank | CCGT | 1285 | 1996 | Yorkshire and
the Humber
| Langage | CCGT | 905 | 2010 | South West
| Glens of Foudland | wind | 26 | 2005 | Scotland
| Barrow Offshore Windfarm | wind (offshore) | 90 | 2006 | North West
| Lynn Wind Farm | wind (offshore) | 97 | 2009 | East Midlands
| Inner Dowsing Wind Farm | wind (offshore) | 97 | 2009 | East Midlands
Citigen (London) UK Ltd | Charterhouse St, London | gas/gas oil CHP | 31 | 1995 | London
Cold Northcott Windfarm Ltd (5) | Cold Northcott | wind | 7 | 1993 | South West
Coolkeeragh ESB Ltd | Coolkeeragh | CCGT | 408 | 2005 | Northern Ireland
Corby Power Ltd | Corby | CCGT | 401 | 1993 | East Midlands
For footnotes see page 150
5.11 Power Stations in the United Kingdom
(operational at the end of May 2010)(1) (continued)
Company Name | Station Name | Fuel | Installed | Year of | Location
|  |  | Capacity | commission or | Scotland, Wales
|  |  | (MW) | year generation | Northern Ireland,
|  |  |  | began | or English region
Coryton Energy Company Ltd | Coryton | CCGT | 800 | 2001 | East
Derwent Cogeneration (2) | Derwent | gas CHP | 214 | 1994 | East Midlands
Dong Energy | Burbo Bank | Wind | 90 | 2009 | North West
| Gunfleet Sands 1 | Wind | 108 | 2010 | South East
| Gunfleet Sands 2 | Wind | 65 | 2010 | South East
Drax Power Ltd | Drax | coal | 3870 | 1974 | Yorkshire and
| Drax GT | gas oil | 75 | 1971 | the Humber
EDF Energy | Sutton Bridge | CCGT | 800 | 1999 | East
| Cottam | coal | 2008 | 1969 | East Midlands
| West Burton | coal | 2012 | 1967 | East Midlands
| West Burton GT | gas oil | 40 | 1967 | East Midlands
| Thames Valley Power | Gas/Gas oil CHP | 15 | 1995 | London
| London Heat & Power Company | gas CHP | 9 | 2000 | London
(Imperial College)
| Barkantine Heat & Power Company | Gas CHP | 1 | 2000 | London
| Aberdare District Energy | gas | 10 | 2002 | Wales
| Bridgewater District Energy | gas | 10 | 2000 | South West
| Sevington District Energy | gas | 10 | 2000 | South East
| Solutia District Energy | gas | 10 | 2000 | Wales
EDF Energy Renewables | Bicker Fen | wind | 26 | 2008 | East Midlands
| Walkaway | wind | 14 | 2008 | North East
| Longpark | wind | 38 | 2009 | Scotland
Eggborough Power Ltd | Eggborough | coal | 1960 | 1967 | Yorkshire and
the Humber
EPR Ely Limited | Elean | straw/gas | 38 | 2001 | East
EPR Glanford Ltd | Glanford | meat & bone | 13 | 1993 | East
meal
EPR Eye Ltd | Eye, Suffolk | AWDF (7) | 13 | 1992 | East
EPR Thetford Ltd | Thetford | poultry litter | 39 | 1998 | East
EPR Scotland Ltd | Westfield | poultry litter | 12 | 2000 | Scotland
E.On UK | Kingsnorth | coal/oil | 1940 | 1970 | South East
| Ironbridge | coal | 970 | 1970 | West Midlands
| Ratcliffe | coal | 2000 | 1968 | East Midlands
| Grain | oil | 1300 | 1979 | South East
| Grain GT | gas oil | 55 | 1978 | South East
| Kingsnorth GT | gas oil | 34 | 1967 | South East
| Ratcliffe GT | gas oil | 34 | 1966 | East Midlands
| Taylor's Lane GT | gas oil | 132 | 1979 | London
| Connahs Quay | CCGT | 1380 | 1996 | Wales
| Cottam Development Centre | CCGT | 400 | 1999 | East Midlands
| Enfield | CCGT | 392 | 1999 | London
| Killingholme | CCGT | 900 | 1993 | Yorkshire and
the Humber
| Sandbach | CCGT | 56 | 1999 | North West
| Castleford | CCGT | 56 | 2002 | Yorkshire and
the Humber
| Thornhill | CCGT | 50 | 1998 | Yorkshire and
the Humber
| Steven's Croft | biomass | 44 | 2007 | Scotland
| Askam | wind | 5 | 1999 | North West
For footnotes see page 150
5.11 Power Stations in the United Kingdom
(operational at the end of May 2010)(1) (continued)
Company Name | Station Name | Fuel | Installed | Year of | Location
|  |  | Capacity | commission or | Scotland, Wales
|  |  | (MW) | year generation | Northern Ireland,
|  |  |  | began | or English region
| Blood Hill | wind | 2 | 1992 | East
| Bowbeat | wind | 31 | 2002 | Scotland
| Deucheran Hill | wind | 16 | 2001 | Scotland
| Hare Hill | wind | 5 | 2004 | North East
| High Volts | wind | 8 | 2004 | North East
| Holmside | wind | 5 | 2004 | North East
| Lowca | wind | 5 | 2000 | North West
| Oldside | wind | 5 | 1996 | North West
| Out Newton | wind | 9 | 2002 | Yorkshire and
| Rheidol | wind | 2 | 1997 | Wales
| Scroby Sands | wind (offshore) | 60 | 2004 | East
| Siddick | wind | 4 | 1996 | North West
| St Breock | wind | 5 | 1994 | South West
| Stags Holt | wind | 18 | 2007 | East
| Rhyd-y-Groes | wind | 7 | 1992 | Wales
| Blyth Offshore | wind (offshore) | 4 | 2000 | North East
| Robin Rigg | wind (offshore) | 180 | 2010 | North West
| Great Eppleton | wind | 8 | 2010 | North East
Fenland Windfarms Ltd (5) | Deeping | wind | 16 | 2006 | East Midlands
| Glass Moor | wind | 16 | 2006 | East Midlands
| Red House | wind | 12 | 2006 | East Midlands
| Red Tile | wind | 24 | 2007 | East Midlands
Fred Olsen | Crystal Rig Windfarm | wind | 63 | 2003 | Scotland
| Paul's Hill | wind | 64 | 2005 | Scotland
| Rothes | wind | 51 | 2004 | Scotland
| Crystal Rig II | wind | 138 | 2010 | Scotland
GDF Suez | Shotton | gas CHP | 180 | 2001 | Wales
| Teesside Power Station | CCGT | 1875 | 1992 | North East
| Scotia Wind | wind | 20 | 2010 | Scotland
Great Orton Windfarm Ltd (5) | Great Orton | wind | 4 | 1999 (6) | North West
HG Capital | Tyr Mostyn & Foel Goch | wind | 21 | 2005 | Wales
High Hedley Hope Wind Ltd (5) | High Hedley 1 | wind | 2 | 2001 | North East
| High Hedley 2 | wind | 5 | 2008 | North East
| Trimdon Grange | wind | 5 | 2008 | North East
| Langley Park | wind | 8 | 2008 | North East
| Broomhill | wind | 8 | 2008 | North East
Infinis Windfarm (2) | Infinis | wind | 24 | 2004 | Scotland
Infinis Windfarm (2) | Infinis Extension | wind | 6 | 2008 | Scotland
Immingham CHP LLP | Immingham CHP | gas CHP | 1240 | 2004 | Yorkshire and
the Humber
International Power / Mitsui | Indian Queens | gas oil/kerosene | 140 | 1996 | South West
| Dinorwig | pumped storage | 1728 | 1983 | Wales
| Ffestiniog | pumped storage | 360 | 1961 | Wales
| Rugeley | coal | 1006 | 1972 | West Midlands
| Rugeley GT | gas oil | 50 | 1972 | West Midlands
| Deeside | CCGT | 500 | 1994 | Wales
| Saltend | CCGT | 1200 | 2000 | Yorkshire and
the Humber
Kirkheaton Wind Ltd (5) | Kirkheaton | wind | 1 | 2000 | North East
K/S Winscales (5) | Winscales 1 | wind | 2 | 1999 | North West
For footnotes see page 150
5.11 Power Stations in the United Kingdom
(operational at the end of May 2010)(1) (continued)
Company Name | Station Name | Fuel | Installed | Year of | Location
|  |  | Capacity | commission or | Scotland, Wales
|  |  | (MW) | year generation | Northern Ireland,
|  |  |  | began | or English region
| Winscales 2 | wind | 7 | 2005 | North West
Llangwyryfon Windfarm Ltd (5) | Llangwyryfon | wind | 9 | 2003 | Wales
Magnox North Ltd (4) | Oldbury | nuclear | 434 | 1967 | South West
| Wylfa | nuclear | 980 | 1971 | Wales
| Maentwrog | hydro | 28 | 1928 | Wales
Marchwood Power Limited (2) | Marchwood | gas | 842 | 2009 | South West
Premier Power Ltd | Ballylumford B | gas/oil | 540 | 1968 | Northern Ireland
| Ballylumford C | CCGT | 616 | 2003 | Northern Ireland
Px Limited (10) | Fellside CHP | gas CHP | 180 | 1995 | North West
RES-Gen Ltd | Dyffryn Brodyn | wind | 6 | 1994 | Wales
| Four Burrows | wind | 5 | 1995 | South West
| Forss | wind | 2 | 2003 | Scotland
| Forss2 | wind | 5 | 2007 | Scotland
| Lendrum's Bridge | wind | 13 | 2000 | Northern Ireland
| Altahullion | wind | 26 | 2003 | Northern Ireland
| Altahullion2 | wind | 12 | 2007 | Northern Ireland
| Black Hill | wind | 29 | 2006 | Scotland
| Lough Hill | wind | 8 | 2007 | Northern Ireland
| Gruig | wind | 25 | 2009 | Northern Ireland
RGS Energy Ltd | Knapton | gas | 40 | 1994 | Yorkshire and
the Humber
Rocksavage Power Co. Ltd | Rocksavage | CCGT | 810 | 1998 | North West
RWE Npower Plc | Aberthaw B | coal | 1586 | 1971 | Wales
| Tilbury B | coal | 1063 | 1968 | East
| Didcot A | coal/gas | 1958 | 1972 | South East
| Aberthaw GT | gas oil | 51 | 1971 | Wales
| Cowes | gas oil | 140 | 1982 | South East
| Didcot GT | gas oil | 100 | 1972 | South East
| Fawley GT | gas oil | 68 | 1969 | South East
| Littlebrook GT | gas oil | 105 | 1982 | South East
| Tilbury GT | gas oil | 68 | 1968 | East
| Little Barford GT | gas oil | 17 | 2006 | East
| Fawley | oil | 968 | 1969 | South East
| Littlebrook D | oil | 1370 | 1982 | South East
| Didcot B | CCGT | 1430 | 1998 | South East
| Great Yarmouth | CCGT | 420 | 2001 | East
| Little Barford | CCGT | 665 | 1995 | East
Npower Renewables Ltd | Braevallich | hydro | 2 | 2005 | Scotland
(Part of RWE Npower) | Cwm Dyli | hydro | 10 | 2002 (6) | Wales
| Dolgarrog High Head | hydro | 17 | 2002 (6) | Wales
| Dolgarrog Low Head | hydro | 15 | 1926/2002 | Wales
| Garrogie | hydro | 2 | 2005 | Scotland
| Inverbain | hydro | 1 | 2006 | Scotland
| Kielder | hydro | 6 | 2006 (6) | North East
| River E | hydro | 3 | 2008 | Scotland
| Douglas Water | hydro | 3 | 2008 | Scotland
| Inverlael | hydro | 3 | 2009 | Scotland
| Carnoch | hydro | 1 | 2009 | Scotland
| Burgar Hill | wind | 5 | 2007 | Scotland
For footnotes see page 150
5.11 Power Stations in the United Kingdom
(operational at the end of May 2010)(1) (continued)
Company Name | Station Name | Fuel | Installed | Year of | Location
|  |  | Capacity | commission or | Scotland, Wales
|  |  | (MW) | year generation | Northern Ireland,
|  |  |  | began | or English region
| Hameldon Hill | wind | 5 | 2007 | Northwest
| Bilbster | wind | 4 | 2008 | Scotland
| Hollies | wind | 3 | 2008 | East
| Knabs Ridge | wind | 16 | 2008 | North East
| Little Cheyne | wind | 60 | 2008 | South East
| Rhyl Flats | wind (offshore) | 90 | 2009 | Wales
Scottish and Southern
Hydro Schemes:
Affric/Beauly | Mullardoch Tunnel | hydro | 2 | 1955 | Scotland
| Fasnakyle | hydro | 69 | 1951 | Scotland
| Fasnakyle Compensation Set | hydro | 8 | 2006 | Scotland
| Deanie | hydro | 38 | 1963 | Scotland
| Culligran | hydro | 17 | 1962 | Scotland
| Culligran Compensation Set | hydro | 2 | 1962 | Scotland
| Aigas | hydro | 20 | 1962 | Scotland
| Kilmorack | hydro | 20 | 1962 | Scotland
Breadalbane | Lubreoch | hydro | 4 | 1958 | Scotland
| Cashlie | hydro | 11 | 1959 | Scotland
| Lochay | hydro | 46 | 1958 | Scotland
| Lochay Compensation Set | hydro | 2 | 1959 | Scotland
| Finlarig | hydro | 17 | 1955 | Scotland
| Lednock | hydro | 3 | 1961 | Scotland
| St. Fillans | hydro | 17 | 1957 | Scotland
| Dalchonzie | hydro | 4 | 1958 | Scotland
Conon | Achanalt | hydro | 3 | 1956 | Scotland
| Grudie Bridge | hydro | 19 | 1950 | Scotland
| Mossford | hydro | 19 | 1957 | Scotland
| Luichart | hydro | 34 | 1954 | Scotland
| Orrin | hydro | 18 | 1959 | Scotland
| Torr Achilty | hydro | 15 | 1954 | Scotland
Foyers | Foyers | hydro/ | 300 | 1974 | Scotland
pumped storage
Great Glen | Foyers Falls | hydro | 5 | 1968 | Scotland
| Mucomir | hydro | 2 | 1962 | Scotland
| Ceannacroc | hydro | 20 | 1956 | Scotland
| Livishie | hydro | 17 | 1962 | Scotland
| Glenmoriston | hydro | 37 | 1957 | Scotland
| Glendoe | hydro | 100 | 2008 | Scotland
| Quoich | hydro | 18 | 1955 | Scotland
| Invergarry | hydro | 20 | 1956 | Scotland
| Kingairloch | hydro | 3 | 2005 | Scotland
Shin | Cassley | hydro | 10 | 1959 | Scotland
| Lairg | hydro | 4 | 1959 | Scotland
| Shin | hydro | 19 | 1958 | Scotland
| Loch Dubh | hydro | 1 | 1954 | Scotland
Sloy/Awe | Sloy | hydro | 153 | 1950 | Scotland
| Sron Mor | hydro | 5 | 1957 | Scotland
| Clachan | hydro | 40 | 1955 | Scotland
| Allt-na-Lairige | hydro | 6 | 1956 | Scotland
| Nant | hydro | 15 | 1963 | Scotland
| Inverawe | hydro | 25 | 1963 | Scotland
| Kilmelfort | hydro | 2 | 1956 | Scotland
| Loch Gair | hydro | 6 | 1961 | Scotland
| Lussa | hydro | 3 | 1952 | Scotland
| Striven | hydro | 8 | 1951 | Scotland
For footnotes see page 150
5.11 Power Stations in the United Kingdom
(operational at the end of May 2010)(1) (continued)
Company Name | Station Name | Fuel | Installed | Year of | Location
|  |  | Capacity | commission or | Scotland, Wales
|  |  | (MW) | year generation | Northern Ireland,
|  |  |  | began | or English region
Tummel | Gaur | hydro | 8 | 1953 | Scotland
| Cuaich | hydro | 3 | 1959 | Scotland
| Loch Ericht | hydro | 2 | 1962 | Scotland
| Rannoch | hydro | 45 | 1930 | Scotland
| Clunie | hydro | 61 | 1950 | Scotland
| Tummel | hydro | 34 | 1933 | Scotland
| Errochty | hydro | 75 | 1955 | Scotland
| Pitlochry | hydro | 15 | 1950 | Scotland
Wind | Artfield Fell | wind | 20 | 2005 | Scotland
| Bu | wind | 3 | 2002 | Scotland
| Hadyard Hill | wind | 120 | 2005 | Scotland
| Spurness | wind | 8 | 2004 | Scotland
| Tangy | wind | 19 | 2002 | Scotland
| Dalswinton | wind | 30 | 2008 | Scotland
| Drumderg | wind | 32 | 2008 | Scotland
| Minsca | wind | 37 | 2008 | Scotland
| Bessy Bell | wind | 9 | 2008 | N Ireland
| Bin Mountain | wind | 9 | 2007 | N Ireland
| Slieve Divena | wind | 30 | 2009 | N Ireland
| Tappaghan | wind | 29 | 2005 | N Ireland
Small Hydros: | Chliostair | hydro | 1 | 1960 | Scotland
| Cuileig | hydro | 3 | 2002 | Scotland
| Kerry Falls | hydro | 1 | 1951 | Scotland
| Nostie Bridge | hydro | 1 | 1950 | Scotland
| Storr Lochs | hydro | 2 | 1952 | Scotland
Thermal: | Peterhead (8) | gas/oil | 1180 | 1980 | Scotland
| Fife Power Station | gas | 123 | 2000 | Scotland
| Keadby | gas/oil | 749 | 1994 | Yorkshire and
the Humber
| Medway | CCGT | 688 | 1995 | South East
| Ferrybridge C | coal/biomass | 1960 | 1966 | Yorkshire and
the Humber
| Fiddler’s Ferry | coal/biomass | 1980 | 1971 | North West
| Ferrybridge GT | gas oil | 34 | 1966 | Yorkshire and
the Humber
| Fiddler’s Ferry GT | gas oil | 34 | 1969 | North West
| Uskmouth | coal/biomass | 363 | 2000 | Wales
Thermal (continued)
| Chickerell | gas/oil | 45 | 1998 | South West
| Burghfield | gas/oil | 47 | 1998 | South East
| Thatcham | light oil | 10 | 1994 | South East
| Five Oaks | light oil | 9 | 1995 | South East
| Chippenham | gas | 10 | 2002 | South West
| Wheldale | mines gas | 10 | 2002 | Yorkshire and
the Humber
Island Generation | Arnish | diesel | 3 | 2001 | Scotland
| Barra | diesel | 2 | 1990 | Scotland
| Bowmore | diesel | 6 | 1946 | Scotland
| Kirkwall | diesel | 16 | 1953 | Scotland
| Lerwick | diesel | 65 | 1953 | Scotland
| Loch Carnan, South Uist | diesel | 10 | 1971 | Scotland
| Stornoway | diesel | 24 | 1950 | Scotland
| Tiree | diesel | 3 | 1945 | Scotland
For footnotes see page 150
5.11 Power Stations in the United Kingdom
(operational at the end of May 2010)(1) (continued)
Company Name | Station Name | Fuel | Installed | Year of | Location
|  |  | Capacity | commission or | Scotland, Wales
|  |  | (MW) | year generation | Northern Ireland,
|  |  |  | began | or English region
Scottish Power
Hydro schemes:
Galloway | Carsfad | hydro | 12 | 1936 | Scotland
| Drumjohn | hydro | 2 | 1985 | Scotland
| Earlstoun | hydro | 14 | 1936 | Scotland
| Glenlee | hydro | 24 | 1935 | Scotland
| Kendoon | hydro | 24 | 1936 | Scotland
| Tongland | hydro | 33 | 1935 | Scotland
Lanark | Bonnington | hydro | 11 | 1927 | Scotland
| Stonebyres | hydro | 6 | 1927 | Scotland
Cruachan | Cruachan | pumped storage | 440 | 1966 | Scotland
Thermal: | Cockenzie | coal | 1152 | 1967 | Scotland
| Longannet | coal | 2304 | 1970 | Scotland
| Damhead Creek | CCGT | 800 | 2000 | South East
| Pilkington - Greengate | gas | 10 | 1998 | North West
| Ravenhead | gas | 9 | 1999 | North West
| Rye House | CCGT | 715 | 1993 | East
| Shoreham | CCGT | 400 | 2000 | South East
Wind: | Barnesmore | wind | 15 | 1997 | Northern Ireland
| Beinn an Tuirc | wind | 30 | 2001 | Scotland
| Beinn Tharsuinn | wind | 30 | 2007 | Scotland
| Black Law | wind | 124 | 2005 | Scotland
| Callagheen | wind | 17 | 2006 | Northern Ireland
| Carland Cross | wind | 6 | 1992 | South West
| Clachan Flats | wind | 15 | 2009 | Scotland
| Coal Clough | wind | 10 | 1992 | North West
| Coldham | wind | 16 | 2006 | East
| Corkey | wind | 5 | 1994 | Northern Ireland
| Cruach Mhor | wind | 30 | 2004 | Scotland
| Dun Law | wind | 17 | 2000 | Scotland
| Dun Law II | wind | 30 | 2009 | Scotland
| Elliots Hill | wind | 5 | 1995 | Northern Ireland
| Greenknowes | wind | 27 | 2008 | Scotland
| Hagshaw Hill | wind | 16 | 1995 | Scotland
| Hagshaw Hill II | wind | 26 | 2009 | Scotland
| Hare Hill | wind | 13 | 2000 | Scotland
| Penryddian & Llidiartywaun | wind | 31 | 1992 | Wales
| Rigged Hill | wind | 5 | 1994 | Northern Ireland
| Wether Hill | wind | 18 | 2007 | Scotland
| Whitelee | wind | 322 | 2007 | Scotland
| Wolf Bog | wind | 10 | 2008 | Northern Ireland
Seabank Power Limited | Seabank 1 | CCGT | 812 | 1998 | South West
| Seabank 2 | CCGT | 410 | 2000 | South West
Sembcorp Utilities (UK) Ltd | Wilton Power Station | Gas/Coal/Oil | 280 | 1952 | North East
| Wilton GT2 | Gas | 42 | 2005 | North East
| Wilton 10 | Biomass | 38 | 2007 | North East
South East London
Combined Heat & Power Ltd | SELCHP ERF | waste | 32 | 1994 | London
Spalding Energy Company Ltd | Spalding | CCGT | 880 | 2004 | East Midlands
For footnotes see page 150
5.11 Power Stations in the United Kingdom
(operational at the end of May 2010)(1) (continued)
Station type |  | Fuel | Capacity
(MW)
Statkraft Energy Ltd | Rheidol | hydro | 49 | 1961 | Wales
| Alltwalis | wind | 23 | 2009 | Wales
Talisman Energy | Beatrice (2) | wind (offshore) | 10 | 2007 | Scotland
Vattenfall Wind Power | Kentish Flats | wind (offshore) | 90 | 2005 | South East
Western Power Generation | Lynton | gas oil | 2 | 1961 | South West
| Roseland | kerosene | 5 | 1963 | South West
| St Marys | gas oil | 6 | 1958 | South West
Yorkshire Windpower Ltd (13) | Ovenden Moor | wind | 9 | 1993 | Yorkshire and
the Humber
| Royd Moor | wind | 7 | 1993 | Yorkshire and
the Humber
Total |  |  | 81632
Other power stations(9)
Renewable sources |  | wind | 785
and combustible wastes |  | landfill gas | 985
|  | sewage gas | 158
|  | hydro | 221
|  | waste | 360
|  | other | 268
CHP schemes listed in Table 5.12 |  | various fuels | 2268
CHP schemes other than major power producers and |  | mainly gas | 1804
renewables and those listed in Table 5.12
Other autogenerators |  | various fuels | 491
Interconnectors
Capacity
(MW)
England - France |  |  | 2000
Scotland - Northern Ireland |  |  | 500
Northern Ireland - Irish Republic |  |  | 600
Footnotes
(1) This list covers stations of more than 1 MW capacity, but excludes some renewables stations of over 1 MW which are
included in the sub table on page 152.
(2) Joint venture with Scottish and Southern Energy
(3) Managed by RWE
(4) Owned by NDA but operated by Magnox North Ltd
(5) Managed by EDF Energy Renewables Ltd
(6) Recommissioning dates.
(7) Animal Waste Derived Fuel, i.e. meat and bone meal, poultry litter, feathers and small quantities of other material such as wood
chips
(8) Total capacity is 1,840 MW but because of transmission constraints only 1,180 MW can be used at any one time.
(9) As at end December 2009.
(10) Owned by NDA but operated by Px Limited
(11) Now owned by EDF
(12) Joint venture between E.On and SSE
(13) Owned by E.On and EPR

## DUKES 2009
5.11 Power Stations in the United Kingdom
(operational at the end of May 2009)(1)
Company Name | Station Name | Fuel | Installed | Year of | Location
|  |  | Capacity | commission or | Scotland, Wales
|  |  | (MW) | year generation | Northern Ireland,
|  |  |  | began | or English region
AES | Kilroot | coal/oil | 600 | 1981 | Northern Ireland
Ardrossan Windfarm (2) | Ardrossan | wind | 24 | 2004 | Scotland
Ardrossan Windfarm (2) | Ardrossan Extension | wind | 6 | 2008 | Scotland
Baglan Generation Ltd | Baglan Bay | gas turbine | 575 | 2002 | Wales
Barking Power | Barking | CCGT | 1000 | 1994 | London
Beaufort Wind Ltd (3) | Bears Down | wind | 10 | 2001 | South West
| Bein Ghlas | wind | 8 | 1999 | Scotland
| Bryn Titli | wind | 10 | 1994 | Wales
| Carno | wind | 34 | 1996 | Wales
| Causeymire | wind | 48 | 2004 | Scotland
| Kirkby Moor | wind | 5 | 1993 | North West
| Lambrigg | wind | 7 | 2000 | North West
| Llyn Alaw | wind | 20 | 1997 | Wales
| Mynydd Gorddu | wind | 10 | 1996 | Wales
| Novar | wind | 17 | 1997 | Scotland
| Taff Ely | wind | 9 | 1993 | Wales
| Tow Law | wind | 2 | 2001 | North East
| Trysglwyn | wind | 6 | 1996 | Wales
| Windy Standard | wind | 22 | 1996 | Scotland
| North Hoyle | wind (offshore) | 60 | 2003 | Wales
| Farr | wind | 92 | 2006 | Scotland
| Ffynnon Oer | wind | 32 | 2006 | Wales
Bicker Fen Windfarm Ltd | Bicker Fen | wind | 26 | 2008 | East Midlands
Braes of Doune Windfarm (2) | Braes of Doune | wind | 72 | 2006 | Scotland
British Energy | Dungeness B | nuclear | 1040 | 1983 | South East
| Hartlepool | nuclear | 1190 | 1984 | North East
| Heysham1 | nuclear | 1160 | 1984 | North West
| Heysham 2 | nuclear | 1240 | 1988 | North West
| Hinkley Point B | nuclear | 840 | 1976 | South West
| Sizewell B | nuclear | 1188 | 1995 | East
| Hunterston B | nuclear | 860 | 1976 | Scotland
| Torness | nuclear | 1205 | 1988 | Scotland
| Eggborough | coal | 1960 | 1967 | Yorkshire and
the Humber
| Aberdare District Energy | gas | 10 | 2002 | Wales
| Bridgewater District Energy | gas | 10 | 2000 | South West
| Sevington District Energy | gas | 10 | 2000 | South East
| Solutia District Energy | gas | 10 | 2000 | Wales
Cemmaes Windfarm Ltd (5) | Cemmaes | wind | 15 | 2002 (6) | Wales
Centrica | Barry | CCGT | 230 | 1998 | Wales
| Glanford Brigg | CCGT | 260 | 1993 | Yorkshire and
| Killingholme | CCGT | 665 | 1994 | the Humber
| Kings Lynn | CCGT | 340 | 1996 | East
| Peterborough | CCGT | 405 | 1993 | East
| Roosecote | CCGT | 229 | 1991 | North West
| South Humber Bank | CCGT | 1285 | 1996 | Yorkshire and
the Humber
| Glens of Foudland | wind | 26 | 2005 | Scotland
| Barrow Offshore Windfarm | wind (offshore) | 90 | 2006 | North West
For footnotes see page 152
5.11 Power Stations in the United Kingdom
(operational at the end of May 2009)(1) (continued)
Company Name | Station Name | Fuel | Installed | Year of | Location
|  |  | Capacity | commission or | Scotland, Wales
|  |  | (MW) | year generation | Northern Ireland,
|  |  |  | began | or English region
Citigen (London) UK Ltd | Charterhouse St, London | gas/gas oil CHP | 16 | 1995 | London
Cold Northcott Windfarm Ltd(5) | Cold Northcott | wind | 7 | 1993 | South West
Coolkeeragh ESB Ltd | Coolkeeragh | CCGT | 408 | 2005 | Northern Ireland
Corby Power Ltd | Corby | CCGT | 401 | 1993 | East Midlands
Coryton Energy Company Ltd | Coryton | CCGT | 732 | 2001 | East
Derwent Cogeneration | Derwent | gas CHP | 214 | 1994 | East Midlands
Drax Power Ltd | Drax | coal | 3870 | 1974 | Yorkshire and
| Drax GT | gas oil | 75 | 1971 | the Humber
EDF Energy | Sutton Bridge | CCGT | 803 | 1999 | East
| Cottam | coal | 2008 | 1969 | East Midlands
| West Burton | coal | 2012 | 1967 | East Midlands
| West Burton GT | gas oil | 40 | 1967 | East Midlands
| Thames Valley Power | Gas/Gas oil CHP | 15 | 1995 | London
| London Heat & Power Company | gas CHP | 9 | 2000 | London
(Imperial College)
| Barkantine Heat & Power Company | Gas CHP | 1.4 | 2000 | London
| Kirkheaton | wind | 1.8 | 2000 | North East
| High Hedley | wind | 2.4 | 2001 | North East
| High Hedley II | wind | 5 | 2008 | North East
| Langley | wind | 8 | 2008 | South East
| Trimdon | wind | 5 | 2008 | North East
| Broom Hill | wind | 8 | 2008 | North East
EDF Energy Renewables | Bicker Fen | wind | 26 | 2008 | East
| Walkaway | wind | 14 | 2008 | North East
EPR Ely Limited | Elean | straw/gas | 38 | 2001 | East
EPR Glanford Ltd | Glanford | meat & bone | 13 | 1993 | East
meal
EPR Eye Ltd | Eye, Suffolk | AWDF (7) | 13 | 1992 | East
EPR Thetford Ltd | Thetford | poultry litter | 39 | 1998 | East
EPR Scotland Ltd | Westfield | poultry litter | 12 | 2000 | Scotland
E.On UK | Kingsnorth | coal/oil | 1940 | 1970 | South East
| Ironbridge | coal | 970 | 1970 | West Midlands
| Ratcliffe | coal | 2000 | 1968 | East Midlands
| Grain | oil | 1300 | 1979 | South East
| Grain GT | gas oil | 55 | 1978 | South East
| Kingsnorth GT | gas oil | 34 | 1967 | South East
| Ratcliffe GT | gas oil | 34 | 1966 | East Midlands
| Taylor's Lane GT | gas oil | 132 | 1979 | London
| Connahs Quay | CCGT | 1380 | 1996 | Wales
| Cottam Development Centre | CCGT | 400 | 1999 | East Midlands
| Enfield | CCGT | 392 | 1999 | London
| Killingholme | CCGT | 900 | 1993 | Yorkshire and
the Humber
| Sandbach | CCGT | 56 | 1999 | North West
| Castleford | CCGT | 56 | 2002 | Yorkshire and
the Humber
| Thornhill | CCGT | 50 | 1998 | Yorkshire and
the Humber
| Steven's Croft | biomass | 44 | 2007 | Scotland
For footnotes see page 152
5.11 Power Stations in the United Kingdom
(operational at the end of May 2009)(1) (continued)
Company Name | Station Name | Fuel | Installed | Year of | Location
|  |  | Capacity | commission or | Scotland, Wales
|  |  | (MW) | year generation | Northern Ireland,
|  |  |  | began | or English region
| Rheidol | hydro | 49 | 1961 | Wales
| Askam | wind | 4.62 | 1999 | North West
| Bessy Bell | wind | 5 | 1995 | Northern Ireland
| Blood Hill | wind | 2.25 | 1992 | East
| Bowbeat | wind | 31.2 | 2002 | Scotland
| Deucheran Hill | wind | 15.75 | 2001 | Scotland
| Hare Hill | wind | 5.1 | 2004 | North East
| High Volts | wind | 7.8 | 2004 | North East
| Holmside | wind | 5.1 | 2004 | North East
| Lowca | wind | 4.62 | 2000 | North West
| Oldside | wind | 5.4 | 1996 | North West
| Out Newton | wind | 9.1 | 2002 | Yorkshire and
the Humber
| Rheidol | wind | 2 | 1997 | Wales
| Scroby Sands | wind (offshore) | 60 | 2005 | East
| Siddick | wind | 4.2 | 1996 | North West
| St Breock | wind | 4.95 | 1994 | South West
| Stags Holt | wind | 18 | 2007 | East
| Rhyd-y-Groes | wind | 7 | 1992 | Wales
| Blyth Offshore | wind (offshore) | 4 | 2000 | North East
Fenland Windfarms Ltd (5) | Deeping | wind | 16 | 2006 | East Midlands
| Glass Moor | wind | 16 | 2006 | East Midlands
| Red House | wind | 12 | 2006 | East Midlands
| Red Tile | wind | 24 | 2007 | East Midlands
Fred Olsen | Crystal Rig Windfarm | wind | 50 | 2003 | Scotland
| Paul's Hill | wind | 64.4 | 2005 | Scotland
| Rothes | wind | 51 | 2004 | Scotland
Gaz de France | Shotton | gas CHP | 180 | 2001 | Wales
GDF Suez Teesside Limited | Teesside Power Station | CCGT | 1875 | 1992 | North East
Great Orton Windfarm Ltd (5) | Great Orton | wind | 4 | 1999 (6) | North West
HG Capital | Tyr Mostyn & Foel Goch | wind | 21 | 2005 | Wales
High Hedley Hope Wind Ltd | High Hedley 1 | wind | 1.8 | 2001 | North East
| High Hedley 2 | wind | 5.2 | 2008 | North East
| Trimdon Grange | wind | 5.2 | 2008 | North East
| Langley Park | wind | 8 | 2008 | North East
| Broomhill | wind | 8 | 2008 | North East
Immingham CHP LLP | Immingham CHP | gas CHP | 1240 | 2004 | Yorkshire and
the Humber
International Power / Mitsui | Indian Queens | gas oil/kerosene | 140 | 1996 | South West
| Dinorwig | pumped storage | 1728 | 1983 | Wales
| Ffestiniog | pumped storage | 360 | 1961 | Wales
| Rugeley | coal | 1006 | 1972 | West Midlands
| Rugeley GT | gas oil | 50 | 1972 | West Midlands
| Deeside | CCGT | 500 | 1994 | Wales
| Saltend | CCGT | 1200 | 2000 | Yorkshire and
the Humber
Kirkheaton Wind Ltd | Kirkheaton | wind | 1.2 | 2000 | North East
K/S Winscales (5) | Winscales 1 | wind | 2 | 1999 | North West
| Winscales 2 | wind | 7 | 2005 | North West
For footnotes see page 152
5.11 Power Stations in the United Kingdom
(operational at the end of May 2009)(1) (continued)
Company Name | Station Name | Fuel | Installed | Year of | Location
|  |  | Capacity | commission or | Scotland, Wales
|  |  | (MW) | year generation | Northern Ireland,
|  |  |  | began | or English region
Llangwyryfon Windfarm Ltd (5) | Llangwyryfon | wind | 9 | 2003 (2) | Wales
Magnox Electric Ltd (4) | Oldbury | nuclear | 434 | 1967 | South West
| Wylfa | nuclear | 980 | 1971 | Wales
| Fellside CHP | gas CHP | 180 | 1995 | North West
| Maentwrog | hydro | 28 | 1928 | Wales
Premier Power Ltd | Ballylumford B | gas/oil | 540 | 1968 | Northern Ireland
| Ballylumford C | CCGT | 616 | 2003 | Northern Ireland
RES-Gen Ltd | Dyffryn Brodyn | wind | 6 | 1994 | Wales
| Four Burrows | wind | 5 | 1995 | South West
| Forss | wind | 2 | 2003 | Scotland
| Forss2 | wind | 5 | 2007 | Scotland
| Lendrum's Bridge | wind | 13 | 2000 | Northern Ireland
| Altahullion | wind | 26 | 2003 | Northern Ireland
| Altahullion2 | wind | 12 | 2007 | Northern Ireland
| Black Hill | wind | 29 | 2006 | Scotland
| Lough Hill | wind | 8 | 2007 | Northern Ireland
| Gruig | wind | 25 | 2009 | Northern Ireland
RGS Energy Ltd | Knapton | gas | 40 | 1994 | Yorkshire and
the Humber
Rocksavage Power Co. Ltd | Rocksavage | CCGT | 748 | 1998 | North West
RWE Npower Plc | Aberthaw B | coal | 1586 | 1971 | Wales
| Tilbury B | coal | 1063 | 1968 | East
| Didcot A | coal/gas | 1958 | 1972 | South East
| Aberthaw GT | gas oil | 51 | 1971 | Wales
| Cowes | gas oil | 140 | 1982 | South East
| Didcot GT | gas oil | 100 | 1972 | South East
| Fawley GT | gas oil | 68 | 1969 | South East
| Littlebrook GT | gas oil | 105 | 1982 | South East
| Tilbury GT | gas oil | 68 | 1968 | East
| Little Barford GT | gas oil | 17 | 2006 | East
| Fawley | oil | 968 | 1969 | South East
| Littlebrook D | oil | 1370 | 1982 | South East
| Didcot B | CCGT | 1390 | 1998 | South East
| Great Yarmouth | CCGT | 420 | 2001 | East
| Little Barford | CCGT | 665 | 1995 | East
Npower Renewables Ltd | Braevallich | hydro | 2 | 2005 | Scotland
(Part of RWE Npower) | Cwm Dyli | hydro | 10 | 2002 (6) | Wales
| Dolgarrog High Head | hydro | 18 | 2002 (6) | Wales
| Dolgarrog Low Head | hydro | 15 | 1926/2002 | Wales
| Garrogie | hydro | 2 | 2005 | Scotland
| Inverbain | hydro | 1 | 2006 | Scotland
| Kielder | hydro | 6 | 2006 (6) | North East
| Burgar Hill | wind | 5 | 2007 | Scotland
| Hameldon Hill | wind | 4.5 | 2007 | Northwest
| Bilbster | wind | 3.9 | 2008 | Scotland
| Hollies | wind | 2.6 | 2008 | East
| Knabs Ridge | wind | 16 | 2008 | North East
| Little Cheyne | wind | 59.8 | 2008 | South East
For footnotes see page 152
5.11 Power Stations in the United Kingdom
(operational at the end of May 2009)(1) (continued)
Company Name | Station Name | Fuel | Installed | Year of | Location
|  |  | Capacity | commission or | Scotland, Wales
|  |  | (MW) | year generation | Northern Ireland,
|  |  |  | began | or English region
Scottish & Southern Energy plc
Hydro Schemes:
Affric/Beauly | Mullardoch Tunnel | hydro | 2.4 | 1955 | Scotland
| Fasnakyle | hydro | 69 | 1951 | Scotland
| Fasnakyle Compensation Set | hydro | 8 | 2006 | Scotland
| Deanie | hydro | 38 | 1963 | Scotland
| Culligran | hydro | 17 | 1962 | Scotland
| Culligran Compensation Set | hydro | 2 | 1962 | Scotland
| Aigas | hydro | 20 | 1962 | Scotland
| Kilmorack | hydro | 20 | 1962 | Scotland
Breadalbane | Lubreoch | hydro | 4 | 1958 | Scotland
| Cashlie | hydro | 11 | 1959 | Scotland
| Lochay | hydro | 45 | 1958 | Scotland
| Lochay Compensation Set | hydro | 2 | 1959 | Scotland
| Finlarig | hydro | 16.5 | 1955 | Scotland
| Lednock | hydro | 3 | 1961 | Scotland
| St. Fillans | hydro | 16.8 | 1957 | Scotland
| Dalchonzie | hydro | 4 | 1958 | Scotland
Conon | Achanalt | hydro | 3 | 1956 | Scotland
| Grudie Bridge | hydro | 18.7 | 1950 | Scotland
| Mossford | hydro | 18.7 | 1957 | Scotland
| Luichart | hydro | 34 | 1954 | Scotland
| Orrin | hydro | 18 | 1959 | Scotland
| Torr Achilty | hydro | 15 | 1954 | Scotland
Foyers | Foyers | hydro/ | 300 | 1974 | Scotland
pumped storage
Great Glen | Foyers Falls | hydro | 5.2 | 1968 | Scotland
| Mucomir | hydro | 2 | 1962 | Scotland
| Ceannacroc | hydro | 20 | 1956 | Scotland
| Livishie | hydro | 17 | 1962 | Scotland
| Glenmoriston | hydro | 39 | 1957 | Scotland
| Glendoe | hydro | 100 | 2008 | Scotland
| Quoich | hydro | 18 | 1955 | Scotland
| Invergarry | hydro | 20 | 1956 | Scotland
| Kingairloch | hydro | 3.5 | 2005 | Scotland
Shin | Cassley | hydro | 10 | 1959 | Scotland
| Lairg | hydro | 3.5 | 1959 | Scotland
| Shin | hydro | 18.7 | 1958 | Scotland
| Loch Dubh | hydro | 1 | 1954 | Scotland
Sloy/Awe | Sloy | hydro | 152.5 | 1950 | Scotland
| Sron Mor | hydro | 5 | 1957 | Scotland
| Clachan | hydro | 40 | 1955 | Scotland
| Allt-na-Lairige | hydro | 6 | 1956 | Scotland
| Nant | hydro | 15 | 1963 | Scotland
| Inverawe | hydro | 25 | 1963 | Scotland
| Kilmelfort | hydro | 2 | 1956 | Scotland
| Loch Gair | hydro | 6 | 1961 | Scotland
| Lussa | hydro | 2.4 | 1952 | Scotland
| Striven | hydro | 8 | 1951 | Scotland
Tummel | Gaur | hydro | 7.9 | 1953 | Scotland
| Cuaich | hydro | 2.5 | 1959 | Scotland
| Loch Ericht | hydro | 2.2 | 1962 | Scotland
| Rannoch | hydro | 45 | 1930 | Scotland
| Tummel | hydro | 34 | 1933 | Scotland
| Errochty | hydro | 75 | 1955 | Scotland
For footnotes see page 152
5.11 Power Stations in the United Kingdom
(operational at the end of May 2009)(1) (continued)
Company Name | Station Name | Fuel | Installed | Year of | Location
|  |  | Capacity | commission or | Scotland, Wales
|  |  | (MW) | year generation | Northern Ireland,
|  |  |  | began | or English region
| Clunie | hydro | 61.2 | 1950 | Scotland
| Pitlochry | hydro | 15 | 1950 | Scotland
Wind | Artfield Fell | wind | 20 | 2005 | Scotland
| Bu | wind | 3 | 2002 | Scotland
| Hadyard Hill | wind | 120 | 2005 | Scotland
| Spurness | wind | 8.3 | 2004 | Scotland
| Tangy | wind | 19 | 2002 | Scotland
| Dalswinton | wind | 30 | 2008 | Scotland
| Drumderg | wind | 32 | 2008 | Scotland
| Minsca | wind | 37 | 2008 | Scotland
| Bessy Bell | wind | 9 | 2008 | N Ireland
| Bin Mountain | wind | 9 | 2008 | N Ireland
| Slieve Divena | wind | 30 | 2008 | N Ireland
| Tappaghan | wind | 20 | 2008 | N Ireland
| Beatrice | wind (offshore) | 10 | 2007 | Scotland
Small Hydros: | Chliostair | hydro | 1.1 | 1960 | Scotland
| Cuileig | hydro | 3.2 | 2002 | Scotland
| Kerry Falls | hydro | 1.3 | 1951 | Scotland
| Loch Dubh | hydro | 1.2 | 1954 | Scotland
| Nostie Bridge | hydro | 1.3 | 1950 | Scotland
| Storr Lochs | hydro | 2.4 | 1952 | Scotland
Thermal: | Peterhead (8) | gas/oil | 1540 | 1980 | Scotland
| Fife Power Station | gas | 123 | 2000 | Scotland
| Keadby | gas/oil | 749 | 1994 | Yorkshire and
the Humber
| Medway | CCGT | 688 | 1995 | South East
| Ferrybridge C | coal/biomass | 1960 | 1966 | Yorkshire and
the Humber
| Fiddler’s Ferry | coal/biomass | 1980 | 1971 | North West
| Ferrybridge GT | gas oil | 34 | 1966 | Yorkshire and
the Humber
| Fiddler’s Ferry GT | gas oil | 34 | 1969 | North West
Thermal (continued)
| Chickerell | gas/oil | 45 | 1998 | South West
| Burghfield | gas/oil | 47 | 1998 | South East
| Thatcham | light oil | 10 | 1994 | South East
| Five Oaks | light oil | 8.9 | 1995 | South East
| Chippenham | gas | 10 | 2002 | South West
| Wheldale | mines gas | 8 | 2002 | Yorkshire and
the Humber
Island Generation | Arnish | diesel | 3 | 2001 | Scotland
| Barra | diesel | 2.1 | 1990 | Scotland
| Bowmore | diesel | 6 | 1946 | Scotland
| Kirkwall | diesel | 16.2 | 1953 | Scotland
| Lerwick | diesel | 67.2 | 1953 | Scotland
| Loch Carnan, South Uist | diesel | 10 | 1971 | Scotland
| Stornoway | diesel | 26 | 1950 | Scotland
| Tiree | diesel | 2.5 | 1945 | Scotland
Scottish Power
Hydro schemes:
Galloway | Carsfad | hydro | 12 | 1936 | Scotland
| Drumjohn | hydro | 2 | 1985 | Scotland
| Earlstoun | hydro | 14 | 1936 | Scotland
| Glenlee | hydro | 24 | 1935 | Scotland
| Kendoon | hydro | 24 | 1936 | Scotland
| Tongland | hydro | 33 | 1935 | Scotland
For footnotes see page 152
5.11 Power Stations in the United Kingdom
(operational at the end of May 2009)(1) (continued)
Company Name | Station Name | Fuel | Installed | Year of | Location
|  |  | Capacity | commission or | Scotland, Wales
|  |  | (MW) | year generation | Northern Ireland,
|  |  |  | began | or English region
Scottish Power
Hydro schemes continued:
Lanark | Bonnington | hydro | 11 | 1927 | Scotland
| Stonebyres | hydro | 6 | 1927 | Scotland
Cruachan | Cruachan | pumped storage | 440 | 1966 | Scotland
Thermal: | Cockenzie | coal | 1152 | 1967 | Scotland
| Longannet | coal | 2304 | 1970 | Scotland
| Damhead Creek | CCGT | 800 | 2000 | South East
| Pilkington - Greengate | gas | 10 | 1998 | North West
| Ravenhead | gas | 9 | 1999 | North West
| Rye House | CCGT | 715 | 1993 | East
| Shoreham | CCGT | 400 | 2000 | South East
Wind: | Barnesmore | wind | 15 | 1997 | Northern Ireland
| Beinn an Tuirc | wind | 30 | 2001 | Scotland
| Beinn Tharsuinn | wind | 30 | 2007 | Scotland
| Black Law | wind | 124 | 2005 | Scotland
| Callagheen | wind | 17 | 2006 | Northern Ireland
| Carland Cross | wind | 6 | 1992 | South West
| Coal Clough | wind | 10 | 1992 | North West
| Coldham | wind | 16 | 2006 | East
| Corkey | wind | 5 | 1994 | Northern Ireland
| Cruach Mhor | wind | 30 | 2004 | Scotland
| Dun Law | wind | 17 | 2000 | Scotland
| Elliots Hill | wind | 5 | 1995 | Northern Ireland
| Greenknowes | wind | 27 | 2008 | Scotland
| Hagshaw Hill | wind | 16 | 1995 | Scotland
| Hare Hill | wind | 13 | 2000 | Scotland
| Penryddian & Llidiartywaun | wind | 31 | 1992 | Wales
| Rigged Hill | wind | 5 | 1994 | Northern Ireland
| Wether Hill | wind | 18 | 2007 | Scotland
| Whitelee | wind | 23 | 2007 | Scotland
| Wolf Bog | wind | 10 | 2008 | Northern Ireland
Seabank Power Limited | Seabank 1 | CCGT | 812 | 1998 | South West
| Seabank 2 | CCGT | 410 | 2000 | South West
South East London
Combined Heat & Power Ltd | SELCHP ERF | waste | 32 | 1994 | London
Spalding Energy Company Ltd | Spalding | CCGT | 860 | 2004 | East Midlands
Uskmouth Power Company Ltd | Uskmouth | coal/biomass | 363 | 2000 | Wales
Vattenfall Wind Power | Kentish Flats | wind (offshore) | 90 | 2005 | South East
Western Power Generation | Lynton | gas oil | 2 | 1961 | South West
| Princetown | kerosene | 3 | 1959 | South West
| Roseland | kerosene | 5 | 1963 | South West
| St Marys | gas oil | 6 | 1958 | South West
Yorkshire Windpower Ltd | Ovenden Moor | wind | 9 | 1993 | Yorkshire and
the Humber
| Royd Moor | wind | 7 | 1993 | Yorkshire and
the Humber
Total |  |  | 78835
For footnotes see page 152
5.11 Power Stations in the United Kingdom
(operational at the end of May 2009)(1) (continued)
Other power stations(9)
Station type |  | Fuel | Capacity
(MW)
Renewable sources |  | wind | 1052.01
and combustible wastes |  | landfill gas | 908.3
|  | sewage gas | 152.2
|  | hydro | 241.6
|  | waste | 343.9
|  | other | 215.7
CHP schemes listed in Table 5.12 |  | various fuels | 2104
CHP schemes other than major power producers and |  | mainly gas | 1614
renewables and those listed in Table 5.12
Other autogenerators |  | various fuels | 890
Interconnectors
Capacity
(MW)
England - France |  |  | 2000
Scotland - Northern Ireland |  |  | 500
Northern Ireland - Irish Republic |  |  | 600
Footnotes
(1) This list covers stations of more than 1 MW capacity, but excludes some renewables stations of over 1 MW which are
included in the sub table on page 152.
(2) Joint venture with Scottish and Southern Energy
(3) Managed by RWE
(4) Owned by NDA but operated by Magnox Electric Ltd
(5) Managed by Cumbria Wind Farms Ltd
(6) Recommissioning dates.
(7) Animal Waste Derived Fuel, i.e. meat and bone meal, poultry litter, feathers and small quantities of other material such as wood
chips
(8) Total capacity is 2,370 MW but because of transmission constraints only 1,540 MW can be used at any one time.
(9) As at end December 2008.

## DUKES 2008
5.11 Power Stations in the United Kingdom
(operational at the end of May 2008)(1)
Company Name | Station Name | Fuel | Installed | Year of | Location
|  |  | Capacity | commission or | Scotland, Wales
|  |  | (MW) | year generation | Northern Ireland,
|  |  |  | began | or English region
AES | Kilroot | coal/oil | 520 | 1981 | Northern Ireland
Alcan | Lynemouth | coal | 420 | 1995 | North East
| Fort William | hydro | 72 | 1929 | Scotland
| Kinlochleven | hydro | 19.5 | 1907 | Scotland
Ardrossan Windfarm (2) | Ardrossan | wind | 24 | 2004 | Scotland
Baglan Generation Ltd | Baglan Bay | gas turbine | 575 | 2002 | Wales
Barking Power | Barking | CCGT | 1000 | 1994 | London
Beaufort Wind Ltd (3) | Bears Down | wind | 10 | 2001 | South West
| Bein Ghlas | wind | 8 | 1999 | Scotland
| Bryn Titli | wind | 10 | 1994 | Wales
| Carno | wind | 34 | 1996 | Wales
| Causeymire | wind | 48 | 2004 | Scotland
| Kirkby Moor | wind | 5 | 1993 | North West
| Lambrigg | wind | 7 | 2000 | North West
| Llyn Alaw | wind | 20 | 1997 | Wales
| Mynydd Gorddu | wind | 10 | 1996 | Wales
| Novar | wind | 17 | 1997 | Scotland
| Taff Ely | wind | 9 | 1993 | Wales
| Tow Law | wind | 2 | 2001 | North East
| Trysglwyn | wind | 6 | 1996 | Wales
| Windy Standard | wind | 22 | 1996 | Scotland
| North Hoyle | wind (offshore) | 60 | 2003 | Wales
| Farr | wind | 92 | 2006 | Scotland
| Ffynnon Oer | wind | 32 | 2006 | Wales
Braes of Doune Windfarm (2) | Braes of Doune | wind | 72 | 2006 | Scotland
British Energy | Dungeness B | nuclear | 1040 | 1983 | South East
| Hartlepool | nuclear | 1190 | 1984 | North East
| Heysham1 | nuclear | 1160 | 1984 | North West
| Heysham 2 | nuclear | 1235 | 1988 | North West
| Hinkley Point B | nuclear | 820 | 1976 | South West
| Sizewell B | nuclear | 1188 | 1995 | East
| Hunterston B | nuclear | 820 | 1976 | Scotland
| Torness | nuclear | 1230 | 1988 | Scotland
| Eggborough | coal | 1960 | 1967 | Yorkshire and
the Humber
| Aberdare District Energy | gas | 10 | 2002 | Wales
| Bridgewater District Energy | gas | 10 | 2000 | South West
| Sevington District Energy | gas | 10 | 2000 | South East
| Solutia District Energy | gas | 10 | 2000 | Wales
Cemmaes Windfarm Ltd (5) | Cemmaes | wind | 15 | 2002 (6) | Wales
Centrica | Barry | CCGT | 230 | 1998 | Wales
| Glanford Brigg | CCGT | 260 | 1993 | Yorkshire and
| Killingholme | CCGT | 665 | 1994 | the Humber
| Kings Lynn | CCGT | 340 | 1996 | East
| Peterborough | CCGT | 405 | 1993 | East
| Roosecote | CCGT | 229 | 1991 | North West
| South Humber Bank | CCGT | 1285 | 1996 | Yorkshire and
the Humber
| Glens of Foudland | wind | 26 | 2005 | Scotland
| Barrow Offshore Windfarm | wind (offshore) | 90 | 2006 | North West
For footnotes see page 147
5.11 Power Stations in the United Kingdom
(operational at the end of May 2008)(1) (continued)
Company Name | Station Name | Fuel | Installed | Year of | Location
|  |  | Capacity | commission or | Scotland, Wales
|  |  | (MW) | year generation | Northern Ireland,
|  |  |  | began | or English region
Citigen (London) UK Ltd | Charterhouse St, London | gas/gas oil CHP | 16 | 1995 | London
Cold Northcott Windfarm Ltd(5) | Cold Northcott | wind | 7 | 1993 | South West
Coolkeeragh ESB Ltd | Coolkeeragh | CCGT | 408 | 2005 | Northern Ireland
Corby Power Ltd | Corby | CCGT | 401 | 1993 | East Midlands
Coryton Energy Company Ltd | Coryton | CCGT | 732 | 2001 | East
Derwent Cogeneration | Derwent | gas CHP | 236 | 1994 | East Midlands
Drax Power Ltd | Drax | coal | 3870 | 1974 | Yorkshire and
| Drax GT | gas oil | 75 | 1971 | the Humber
EDF Energy | Sutton Bridge | CCGT | 800 | 1999 | East
| Cottam | coal | 2008 | 1969 | East Midlands
| West Burton | coal | 1972 | 1967 | East Midlands
| West Burton GT | gas oil | 40 | 1967 | East Midlands
EPR Ely Limited | Elean | straw/gas | 38 | 2001 | East
EPR Glanford Ltd | Glanford | meat & bone | 13 | 1993 | East
meal
EPR Eye Ltd | Eye, Suffolk | AWDF (7) | 13 | 1992 | East
EPR Thetford Ltd | Thetford | poultry litter | 39 | 1998 | East
E.On UK | Kingsnorth | coal/oil | 1940 | 1970 | South East
| Ironbridge | coal | 970 | 1970 | West Midlands
| Ratcliffe | coal | 2000 | 1968 | East Midlands
| Grain | oil | 1300 | 1979 | South East
| Grain GT | gas oil | 55 | 1978 | South East
| Kingsnorth GT | gas oil | 34 | 1967 | South East
| Ratcliffe GT | gas oil | 34 | 1966 | East Midlands
| Taylor's Lane GT | gas oil | 132 | 1979 | London
| Connahs Quay | CCGT | 1380 | 1996 | Wales
| Cottam Development Centre | CCGT | 400 | 1999 | East Midlands
| Enfield | CCGT | 392 | 1999 | London
| Killingholme | CCGT | 900 | 1993 | Yorkshire and
the Humber
| Steven's Croft | biomass | 44 | 2007 | Scotland
| Rheidol | hydro | 49 | 1961 | Wales
| Askam | wind | 4.62 | 1999 | North West
| Bessy Bell | wind | 5 | 1995 | Northern Ireland
| Blood Hill | wind | 2.25 | 1992 | East
| Bowbeat | wind | 31.2 | 2002 | Scotland
| Deucheran Hill | wind | 15.75 | 2001 | Scotland
| Hare Hill | wind | 5.1 | 2004 | North East
| High Volts | wind | 7.8 | 2004 | North East
| Holmside | wind | 5.1 | 2004 | North East
| Lowca | wind | 4.62 | 2000 | North West
| Oldside | wind | 5.4 | 1996 | North West
| Out Newton | wind | 9.1 | 2002 | Yorkshire and
the Humber
| Rheidol | wind | 2 | 1997 | Wales
| Scroby Sands | wind (offshore) | 60 | 2005 | East
| Siddick | wind | 4.2 | 1996 | North West
| St Breock | wind | 4.95 | 1994 | South West
For footnotes see page 147
5.11 Power Stations in the United Kingdom
(operational at the end of May 2008)(1) (continued)
Company Name | Station Name | Fuel | Installed | Year of | Location
|  |  | Capacity | commission or | Scotland, Wales
|  |  | (MW) | year generation | Northern Ireland,
|  |  |  | began | or English region
E.On UK (continued) | Stags Holt | wind | 18 | 2007 | East
| Rhyd-y-Groes | wind | 7 | 1992 | Wales
| Blyth Offshore | wind (offshore) | 4 | 2000 | North East
Fenland Windfarms Ltd (5) | Deeping | wind | 16 | 2006 | East Midlands
| Glass Moor | wind | 16 | 2006 | East Midlands
| Red House | wind | 12 | 2006 | East Midlands
| Red Tile | wind | 24 | 2007 | East Midlands
Fred Olsen | Crystal Rig Windfarm | wind | 50 | 2003 | Scotland
| Haverigg III | wind | 3 | 2005 | North West
| Paul's Hill | wind | 64.4 | 2005 | Scotland
| Rothes | wind | 51 | 2004 | Scotland
Gaz de France | Shotton | gas CHP | 180 | 2001 | Wales
Great Orton Windfarm Ltd (5) | Great Orton | wind | 4 | 1999 (6) | North West
HG Capital | Tyr Mostyn & Foel Goch | wind | 21 | 2005 | Wales
Immingham CHP LLP | Immingham CHP | gas CHP | 741 | 2004 | Yorkshire and
the Humber
International Power / Mitsui | Indian Queens | gas oil/kerosene | 140 | 1996 | South West
| Dinorwig | pumped storage | 1728 | 1983 | Wales
| Ffestiniog | pumped storage | 360 | 1961 | Wales
| Rugeley | coal | 1006 | 1972 | West Midlands
| Rugeley GT | gas oil | 50 | 1972 | West Midlands
| Deeside | CCGT | 500 | 1994 | Wales
| Saltend | CCGT | 1200 | 2000 | Yorkshire and
the Humber
K/S Winscales (5) | Winscales 1 | wind | 2 | 1999 | North West
| Winscales 2 | wind | 7 | 2005 | North West
Llangwyryfon Windfarm Ltd (5) | Llangwyryfon | wind | 9 | 2003 (2) | Wales
Magnox Electric Ltd (4) | Oldbury | nuclear | 434 | 1967 | South West
| Wylfa | nuclear | 980 | 1971 | Wales
| Fellside CHP | gas CHP | 180 | 1995 | North West
| Maentwrog | hydro | 28 | 1928 | Wales
Premier Power Ltd | Ballylumford B | gas/oil | 360 | 1968 | Northern Ireland
| Ballylumford C | CCGT | 616 | 2003 | Northern Ireland
RES-Gen Ltd | Dyffryn Brodyn | wind | 6 | 1994 | Wales
| Four Burrows | wind | 5 | 1995 | South West
| Forss | wind | 2 | 2003 | Scotland
| Forss2 | wind | 5 | 2007 | Scotland
| Lendrum's Bridge | wind | 13 | 2000 | Northern Ireland
| Altahullion | wind | 26 | 2003 | Northern Ireland
| Altahullion2 | wind | 12 | 2007 | Northern Ireland
| Black Hill | wind | 29 | 2006 | Scotland
| Lough Hill | wind | 8 | 2007 | Northern Ireland
RGS Energy Ltd | Knapton | gas | 40 | 1994 | Yorkshire and
the Humber
Rocksavage Power Co. Ltd | Rocksavage | CCGT | 748 | 1998 | North West
RWE Npower Plc | Aberthaw B | coal | 1586 | 1971 | Wales
| Tilbury B | coal | 1063 | 1968 | East
For footnotes see page 147
5.11 Power Stations in the United Kingdom
(operational at the end of May 2008)(1) (continued)
Company Name | Station Name | Fuel | Installed | Year of | Location
|  |  | Capacity | commission or | Scotland, Wales
|  |  | (MW) | year generation | Northern Ireland,
|  |  |  | began | or English region
RWE Npower Plc (continued) | Didcot A | coal/gas | 1958 | 1972 | South East
| Aberthaw GT | gas oil | 51 | 1971 | Wales
| Cowes | gas oil | 140 | 1982 | South East
| Didcot GT | gas oil | 100 | 1972 | South East
| Fawley GT | gas oil | 34 | 1969 | South East
| Littlebrook GT | gas oil | 105 | 1982 | South East
| Tilbury GT | gas oil | 68 | 1968 | East
| Little Barford GT | gas oil | 17 | 2006 | East
| Fawley | oil | 968 | 1969 | South East
| Littlebrook D | oil | 2055 | 1982 | South East
| Didcot B | CCGT | 1390 | 1998 | South East
| Great Yarmouth | CCGT | 420 | 2001 | East
| Little Barford | CCGT | 665 | 1995 | East
Npower Renewables Ltd | Braevallich | hydro | 2 | 2005 | Scotland
(Part of RWE Npower) | Cwm Dyli | hydro | 10 | 2002 (6) | Wales
| Dolgarrog High Head | hydro | 18 | 2002 (6) | Wales
| Dolgarrog Low Head | hydro | 15 | 1926/2002 | Wales
| Garrogie | hydro | 2 | 2005 | Scotland
| Inverbain | hydro | 1 | 2006 | Scotland
| Kielder | hydro | 6 | 2006 (6) | Yorkshire and
the Humber
| Burgar Hill | wind | 5 | 2007 | Scotland
| Hameldon Hill | wind | 5 | 2007 | Northwest
Scottish & Southern Energy plc
Hydro Schemes:
Affric/Beauly | Mullardoch Tunnel | hydro | 2.4 | 1955 | Scotland
| Fasnakyle | hydro | 69 | 1951 | Scotland
| Fasnakyle Compensation Set | hydro | 8 | 2006 | Scotland
| Deanie | hydro | 38 | 1963 | Scotland
| Culligran | hydro | 17 | 1962 | Scotland
| Culligran Compensation Set | hydro | 2 | 1962 | Scotland
| Aigas | hydro | 20 | 1962 | Scotland
| Kilmorack | hydro | 20 | 1962 | Scotland
Breadalbane | Lubreoch | hydro | 4 | 1958 | Scotland
| Cashlie | hydro | 11 | 1959 | Scotland
| Lochay | hydro | 45 | 1958 | Scotland
| Lochay Compensation Set | hydro | 2 | 1959 | Scotland
| Finlarig | hydro | 16.5 | 1955 | Scotland
| Lednock | hydro | 3 | 1961 | Scotland
| St. Fillans | hydro | 16.8 | 1957 | Scotland
| Dalchonzie | hydro | 4 | 1958 | Scotland
Conon | Achanalt | hydro | 3 | 1956 | Scotland
| Grudie Bridge | hydro | 18.7 | 1950 | Scotland
| Mossford | hydro | 18.7 | 1957 | Scotland
| Luichart | hydro | 34 | 1954 | Scotland
| Orrin | hydro | 18 | 1959 | Scotland
| Torr Achilty | hydro | 15 | 1954 | Scotland
Foyers | Foyers | hydro/ | 300 | 1974 | Scotland
pumped storage
Great Glen | Foyers Falls | hydro | 5.2 | 1968 | Scotland
| Mucomir | hydro | 2 | 1962 | Scotland
| Ceannacroc | hydro | 20 | 1956 | Scotland
| Livishie | hydro | 17 | 1962 | Scotland
For footnotes see page 147
5.11 Power Stations in the United Kingdom
(operational at the end of May 2008)(1) (continued)
Company Name | Station Name | Fuel | Installed | Year of | Location
|  |  | Capacity | commission or | Scotland, Wales
|  |  | (MW) | year generation | Northern Ireland,
|  |  |  | began | or English region
Scottish & Southern Energy plc
Hydro Schemes (continued)
Great Glen (continued) | Glenmoriston | hydro | 39 | 1957 | Scotland
| Quoich | hydro | 18 | 1955 | Scotland
| Invergarry | hydro | 20 | 1956 | Scotland
| Kingairloch | hydro | 3.5 | 2005 | Scotland
Shin | Cassley | hydro | 10 | 1959 | Scotland
| Lairg | hydro | 3.5 | 1959 | Scotland
| Shin | hydro | 18.7 | 1958 | Scotland
| Loch Dubh | hydro | 1 | 1954 | Scotland
Sloy/Awe | Sloy | hydro | 152.5 | 1950 | Scotland
| Sron Mor | hydro | 5 | 1957 | Scotland
| Clachan | hydro | 40 | 1955 | Scotland
| Allt-na-Lairige | hydro | 6 | 1956 | Scotland
| Nant | hydro | 15 | 1963 | Scotland
| Inverawe | hydro | 25 | 1963 | Scotland
| Kilmelfort | hydro | 2 | 1956 | Scotland
| Loch Gair | hydro | 6 | 1961 | Scotland
| Lussa | hydro | 2.4 | 1952 | Scotland
| Striven | hydro | 8 | 1951 | Scotland
Tummel | Gaur | hydro | 7.9 | 1953 | Scotland
| Cuaich | hydro | 2.5 | 1959 | Scotland
| Loch Ericht | hydro | 2.2 | 1962 | Scotland
| Rannoch | hydro | 45 | 1930 | Scotland
| Tummel | hydro | 34 | 1933 | Scotland
| Errochty | hydro | 75 | 1955 | Scotland
| Clunie | hydro | 61.2 | 1950 | Scotland
| Pitlochry | hydro | 15 | 1950 | Scotland
Wind | Artfield Fell | wind | 20 | 2005 | Scotland
| Hadyard Hill | wind | 120 | 2005 | Scotland
| Spurness | wind | 8.3 | 2004 | Scotland
| Tangy | wind | 19 | 2002 | Scotland
| Dalswinton | wind | 30 | 2008 | Scotland
| Drumderg | wind | 32 | 2008 | Scotland
| Minsca | wind | 37 | 2008 | Scotland
| Bessy Bell | wind | 9 | 2008 | N Ireland
| Bin Mountain | wind | 9 | 2008 | N Ireland
| Tappaghan | wind | 20 | 2008 | N Ireland
| Beatrice | wind (offshore) | 10 | 2007 | Scotland
Small Hydros: | Chliostair | hydro | 1.1 | 1960 | Scotland
| Cuileig | hydro | 3.2 | 2002 | Scotland
| Kerry Falls | hydro | 1.3 | 1951 | Scotland
| Loch Dubh | hydro | 1.2 | 1954 | Scotland
| Nostie Bridge | hydro | 1.3 | 1950 | Scotland
| Storr Lochs | hydro | 2.4 | 1952 | Scotland
Thermal: | Peterhead (8) | gas/oil | 1540 | 1980 | Scotland
| Fife Power Station | CCGT | 123 | 2000 | Scotland
| Keadby | gas/oil | 749 | 1994 | Yorkshire and
the Humber
| Medway | CCGT | 688 | 1995 | South East
| Ferrybridge C | coal/biomass | 1955 | 1966 | Yorkshire and
the Humber
| Fiddler’s Ferry | coal/biomass | 1961 | 1971 | North West
| Ferrybridge GT | gas oil | 34 | 1966 | Yorkshire and
the Humber
| Fiddler’s Ferry GT | gas oil | 34 | 1969 | North West
For footnotes see page 147
5.11 Power Stations in the United Kingdom
(operational at the end of May 2008)(1) (continued)
Company Name | Station Name | Fuel | Installed | Year of | Location
|  |  | Capacity | commission or | Scotland, Wales
|  |  | (MW) | year generation | Northern Ireland,
|  |  |  | began | or English region
Scottish & Southern Energy plc
Thermal (continued)
| Chickerell | gas/oil | 45 | 1998 | South West
| Burghfield | gas/oil | 47 | 1998 | South East
| Thatcham | light oil | 10 | 1994 | South East
| Five Oaks | light oil | 8.9 | 1995 | South East
| Chippenham | gas | 10 | 2002 | South West
| Wheldale | mines gas | 8 | 2002 | Yorkshire and
the Humber
Island Generation | Arnish | diesel | 3 | 2001 | Scotland
| Barra | diesel | 2.1 | 1990 | Scotland
| Bowmore | diesel | 6 | 1946 | Scotland
| Kirkwall | diesel | 16.2 | 1953 | Scotland
| Lerwick | diesel | 67.2 | 1953 | Scotland
| Loch Carnan, South Uist | diesel | 10 | 1971 | Scotland
| Stornoway | diesel | 26 | 1950 | Scotland
| Tiree | diesel | 2.5 | 1945 | Scotland
Scottish Power
Hydro schemes:
Galloway | Carsfad | hydro | 12 | 1936 | Scotland
| Drumjohn | hydro | 2 | 1985 | Scotland
| Earlstoun | hydro | 14 | 1936 | Scotland
| Glenlee | hydro | 24 | 1935 | Scotland
| Kendoon | hydro | 24 | 1936 | Scotland
| Tongland | hydro | 33 | 1935 | Scotland
Lanark | Bonnington | hydro | 11 | 1927 | Scotland
| Stonebyres | hydro | 6 | 1927 | Scotland
Cruachan | Cruachan | pumped storage | 440 | 1966 | Scotland
Thermal: | Cockenzie | coal | 1152 | 1967 | Scotland
| Longannet | coal | 2304 | 1970 | Scotland
| Damhead Creek | CCGT | 792 | 2000 | South East
| Pilkington - Greengate | gas | 10 | 1998 | North West
| Ravenhead | gas | 9 | 1999 | North West
| Rye House | CCGT | 715 | 1993 | East
| Shoreham | CCGT | 400 | 2000 | South East
Wind: | Beinn an Tuirc | wind | 30 | 2001 | Scotland
| Beinn Tharsuinn | wind | 30 | 2007 | Scotland
| Black Law | wind | 124 | 2005 | Scotland
| Callagheen | wind | 17 | 2006 | Northern Ireland
| Carland Cross | wind | 6 | 1992 | South West
| Coal Clough | wind | 10 | 1992 | North West
| Coldham | wind | 16 | 2006 | East
| Corkey | wind | 5 | 1994 | Northern Ireland
| Cruach Mhor | wind | 30 | 2004 | Scotland
| Dun Law | wind | 17 | 2000 | Scotland
| Elliots Hill | wind | 5 | 1995 | Northern Ireland
| Hagshaw Hill | wind | 16 | 1995 | Scotland
| Hare Hill | wind | 13 | 2000 | Scotland
| Penryddian & Llidiartywaun | wind | 31 | 1992 | Wales
| Rigged Hill | wind | 5 | 1994 | Northern Ireland
| Wether Hill | wind | 18 | 2007 | Scotland
| Whitelee | wind | 23 | 2007 | Scotland
| Wolf Bog | wind | 10 | 2008 | Northern Ireland
Seabank Power Limited | Seabank 1 | CCGT | 812 | 1998 | South West
| Seabank 2 | CCGT | 410 | 2000 | South West
For footnotes see page 147
5.11 Power Stations in the United Kingdom
(operational at the end of May 2008)(1) (continued)
Company Name | Station Name | Fuel | Installed | Year of | Location
|  |  | Capacity | commission or | Scotland, Wales
|  |  | (MW) | year generation | Northern Ireland,
|  |  |  | began | or English region
South East London
Combined Heat & Power Ltd | SELCHP ERF | waste | 32 | 1994 | London
Spalding Energy Company Ltd | Spalding | CCGT | 860 | 2004 | East Midlands
Teesside Power Ltd | Teesside Power Station | CCGT | 1875 | 1992 | North East
Uskmouth Power Company Ltd | Uskmouth | coal/biomass | 363 | 2000 | Wales
Vattenfall Wind Power | Kentish Flats | wind (offshore) | 90 | 2005 | South East
Western Power Generation | Lynton | gas oil | 2 | 1961 | South West
| Princetown | kerosene | 3 | 1959 | South West
| Roseland | kerosene | 5 | 1963 | South West
| St Marys | gas oil | 6 | 1958 | South West
Yorkshire Windpower Ltd | Ovenden Moor | wind | 9 | 1993 | Yorkshire and
| Royd Moor | wind | 7 | 1993 | the Humber
Total |  |  | 78024
Other power stations(9)
Station type |  | Fuel | Capacity
(MW)
Renewable sources |  | wind | 433
and combustible wastes |  | landfill gas | 901
|  | sewage gas | 152
|  | hydro | 129.4
|  | waste | 294
|  | other | 216
CHP schemes listed in Table 5.12 |  | various fuels | 2183.4
CHP schemes other than major power producers and |  | mainly gas | 1562
renewables and those listed in Table 5.12
Other autogenerators |  | various fuels | 985
Interconnectors
Capacity
(MW)
England - France |  |  | 2000
Scotland - Northern Ireland |  |  | 500
Northern Ireland - Irish Republic |  |  | 600
Footnotes
(1) This list covers stations of more than 1 MW capacity, but excludes some renewables stations of over 1 MW which are
included in the sub table on page147.
(2) Joint venture with Scottish and Southern Energy
(3) Managed by RWE
(4) Owned by NDA but operated by Magnox Electric Ltd
(5) Managed by Cumbria Wind Farms Ltd
(6) Recommissioning dates.
(7) Animal Waste Derived Fuel, i.e. meat and bone meal, poultry litter, feathers and small quantities of other material such as wood chips.
(8) Total capacity is 2,370 MW but because of transmission constraints only 1,540 MW can be used at any one time.
(9) As at end December 2007.

## DUKES 2007
5.11 Power Stations in the United Kingdom
(operational at the end of May 2007)(1)
Company Name | Station Name | Fuel | Installed | Year of | Location
|  |  | Capacity | commission or | Scotland, Wales
|  |  | (MW) | year generation | Northern Ireland,
|  |  |  | began | or English region
AES | Kilroot | coal/oil | 520 | 1981 | Northern Ireland
Airtricity | Ardrossan | wind | 24 | 2004 | Scotland
| Tappaghan | wind | 20 | 2005 | Northern Ireland
Alcan | Lynemouth | coal | 420 | 1995 | North East
| Fort William | hydro | 62 | 1929 | Scotland
| Kinlochleven | hydro | 19.5 | 1907 | Scotland
Baglan Generation Ltd | Baglan Bay | gas turbine | 575 | 2002 | Wales
Barking Power | Barking | CCGT | 1000 | 1994 | London
Beaufort Wind Ltd | Bears Down | wind | 10 | 2001 | South West
| Bein Ghlas | wind | 8 | 1999 | Scotland
| Bryn Titli | wind | 10 | 1994 | Wales
| Carno | wind | 34 | 1996 | Wales
| Causeymire | wind | 48 | 2004 | Scotland
| Kirkby Moor | wind | 5 | 1993 | North West
| Lambrigg | wind | 7 | 2000 | North West
| Llyn Alaw | wind | 20 | 1997 | Wales
| Mynydd Gorddu | wind | 10 | 1996 | Wales
| Novar | wind | 17 | 1997 | Scotland
| Taff Ely | wind | 9 | 1993 | Wales
| Tow Law | wind | 2 | 2001 | North East
| Trysglwyn | wind | 6 | 1996 | Wales
| Windy Standard | wind | 22 | 1996 | Scotland
| North Hoyle | wind (offshore) | 60 | 2003 | Wales
Blyth Offshore Wind Ltd | Blyth Offshore | wind (offshore) | 4 | 2000 | North East
British Energy | Dungeness B | nuclear | 1090 | 1983 | South East
| Hartlepool | nuclear | 1190 | 1984 | North East
| Heysham1 | nuclear | 1160 | 1984 | North West
| Heysham 2 | nuclear | 1230 | 1988 | North West
| Hinkley Point B | nuclear | 860 | 1976 | South West
| Sizewell B | nuclear | 1188 | 1995 | East
| Hunterston B | nuclear | 840 | 1976 | Scotland
| Torness | nuclear | 1250 | 1988 | Scotland
| Eggborough | coal | 1960 | 1967 | Yorkshire and
the Humber
| Aberdare District Energy | gas | 10 | 2002 | Wales
| Bridgewater District Energy | gas | 10 | 2000 | South West
| Sevington District Energy | gas | 10 | 2000 | South East
| Solutia District Energy | gas | 10 | 2000 | Wales
BNFL British Nuclear Group | Oldbury | nuclear | 434 | 1967 | South West
| Wylfa | nuclear | 980 | 1971 | South East
| Fellside CHP | gas CHP | 180 | 1995 | North West
| Maentwrog | hydro | 28 | 1928 | Wales
Cemmaes Windfarm Ltd | Cemmaes | wind | 15 | 2002 (2) | Wales
Centrica | Barry | CCGT | 245 | 1998 | Wales
| Glanford Brigg | CCGT | 268 | 1993 | Yorkshire and
| Killingholme | CCGT | 665 | 1994 | the Humber
For footnotes see page 143
5.11 Power Stations in the United Kingdom
(operational at the end of May 2007)(1) (continued)
Company Name | Station Name | Fuel | Installed | Year of | Location
|  |  | Capacity | commission or | Scotland, Wales
|  |  | (MW) | year generation | Northern Ireland,
|  |  |  | began | or English region
Centrica (continued) | Kings Lynn | CCGT | 340 | 1996 | East
| Peterborough | CCGT | 405 | 1993 | East
| Roosecote | CCGT | 229 | 1991 | North West
| South Humber Bank | CCGT | 1285 | 1996 | Yorkshire and
the Humber
| Glens of Foundland | wind | 26 | 2005 | Scotland
| Barrow Offshore Windfarm | wind (offshore) | 90 | 2006 | North West
Citigen (London) UK Ltd | Charterhouse St, London | gas/gas oil CHP | 31 | 1995 | London
Cold Northcott Windfarm Ltd | Cold Northcott | wind | 7 | 1993 | South West
Coolkeeragh ESB Ltd | Coolkeeragh | CCGT | 408 | 2005 | Northern Ireland
Corby Power Ltd | Corby | CCGT | 401 | 1993 | East Midlands
Coryton Energy Company Ltd | Coryton | CCGT | 732 | 2001 | East
Crystal Rig Windfarm Ltd | Crystal Rig Windfarm | wind | 50 | 2003 | Scotland
Derwent Cogeneration | Derwent | gas CHP | 236 | 1994 | East Midlands
Drax Power Ltd | Drax | coal | 3870 | 1974 | Yorkshire and
| Drax GT | gas oil | 75 | 1971 | the Humber
EDF Energy | Sutton Bridge | CCGT | 800 | 1999 | East
| Cottam | coal | 2008 | 1969 | East Midlands
| West Burton | coal | 1972 | 1967 | East Midlands
| West Burton GT | gas oil | 40 | 1967 | East Midlands
EPR Ely Limited | Elean | straw/gas | 38 | 2001 | East
E.On UK | Kingsnorth | coal/oil | 1940 | 1970 | South East
| Ironbridge | coal | 970 | 1970 | West Midlands
| Ratcliffe | coal | 2000 | 1968 | East Midlands
| Grain | oil | 1300 | 1979 | South East
| Grain GT | gas oil | 55 | 1978 | South East
| Kingsnorth GT | gas oil | 34 | 1967 | South East
| Ratcliffe GT | gas oil | 34 | 1966 | East Midlands
| Taylor's Lane GT | gas oil | 132 | 1979 | London
| Connahs Quay | CCGT | 1380 | 1996 | Wales
| Cottam Development Centre | CCGT | 400 | 1999 | East Midlands
| Enfield | CCGT | 392 | 1999 | London
| Killingholme | CCGT | 900 | 1993 | Yorkshire and
the Humber
| Rheidol | hydro | 49 | 1961 | Wales
| Askam | wind | 4.62 | 1999 | North West
| Bessy Bell | wind | 5 | 1995 | Northern Ireland
| Blood Hill | wind | 2.25 | 1992 | East
| Bowbeat | wind | 31.2 | 2002 | Scotland
| Deucheran Hill | wind | 15.75 | 2001 | Scotland
| Great Eppleton | wind | 3 | 1997 | North East
| Hare Hill | wind | 5.1 | 2004 | North East
| High Volts | wind | 7.8 | 2004 | North East
| Holmside | wind | 5.1 | 2004 | North East
| Lowca | wind | 4.62 | 2000 | North West
| Oldside | wind | 5.4 | 1996 | North West
| Out Newton | wind | 9.1 | 2002 | Yorkshire and
the Humber
| Rheidol | wind | 2 | 1997 | Wales
| Scroby Sands | wind (offshore) | 60 | 2005 | East
For footnotes see page 143
5.11 Power Stations in the United Kingdom
(operational at the end of May 2007)(1) (continued)
Company Name | Station Name | Fuel | Installed | Year of | Location
|  |  | Capacity | commission or | Scotland, Wales
|  |  | (MW) | year generation | Northern Ireland,
|  |  |  | began | or English region
E.On UK (continued) | Siddick | wind | 4.2 | 1996 | North West
| St Breock | wind | 4.95 | 1994 | South West
Fenland Windfarms Ltd | Deeping | wind | 16 | 2006 | East Midlands
| Glass Moor | wind | 16 | 2006 | East Midlands
| Red House | wind | 12 | 2006 | East Midlands
| Red Tile | wind | 24 | 2007 | East Midlands
Fibrogen | Glanford | meat & bone | 13 | 1993 | East
meal
Fibropower Ltd | Eye, Suffolk | AWDF (3) | 13 | 1992 | East
Fibrothetford | Thetford | poultry litter | 39 | 1998 | East
First Hydro Company | Dinorwig | pumped storage | 1728 | 1983 | Wales
| Ffestiniog | pumped storage | 360 | 1961 | Wales
Gaz de France | Shotton | gas CHP | 180 | 2001 | Wales
Great Orton Windfarm Ltd | Great Orton | wind | 4 | 1999 (2) | North West
Haverigg III Ltd | Haverigg III | wind | 3 | 2005 | North West
HG Capital | Tyr Mostyn & Foel Goch | wind | 21 | 2005 | Wales
Immingham CHP LLP | Immingham CHP | gas CHP | 741 | 2004 | Yorkshire and
the Humber
Indian Queens Power Ltd | Indian Queens | gas oil/kerosene | 140 | 1996 | South West
International Power | Rugeley | coal | 1006 | 1972 | West Midlands
| Rugeley GT | gas oil | 50 | 1972 | West Midlands
| Deeside | CCGT | 500 | 1994 | Wales
| Saltend | CCGT | 1200 | 2000 | Yorkshire and
the Humber
K/S Winscales | Winscales 1 | wind | 2 | 1999 | North West
| Winscales 2 | wind | 7 | 2005 | North West
Llangwyryfon Windfarm Ltd | Llangwyryfon | wind | 9 | 2003 (2) | Wales
Paul's Hill Wind Ltd | Paul's Hill | wind | 64.4 | 2005 | Scotland
Premier Power Ltd | Ballylumford B | Gas/oil | 360 | 1968 | Northern Ireland
| Ballylumford C | CCGT | 616 | 2003 | Northern Ireland
RES-Gen Ltd | Dyffryn Brodyn | wind | 6 | 1994 | Wales
| Four Burrows | wind | 5 | 1995 | South West
| Forss | wind | 2 | 2003 | Scotland
| Lendrum's Bridge | wind | 13 | 2000 | Northern Ireland
| Altahullion | wind | 26 | 2003 | Northern Ireland
| Black Hill | wind | 29 | 2006 | Scotland
RGS Energy Ltd | Knapton | gas | 40 | 1994 | Yorkshire and
the Humber
Rocksavage Power Co. Ltd | Rocksavage | CCGT | 748 | 1998 | North West
Rothes Wind Ltd | Rothes | wind | 51 | 2004 | Scotland
RWE Npower Plc | Aberthaw B | coal | 1455 | 1971 | Wales
| Tilbury B | coal/oil | 1038 | 1968 | East
| Didcot A | coal/gas | 1958 | 1972 | South East
| Aberthaw GT | gas oil | 51 | 1971 | Wales
| Cowes | gas oil | 140 | 1982 | South East
| Didcot GT | gas oil | 100 | 1972 | South East
| Fawley GT | gas oil | 34 | 1969 | South East
| Littlebrook GT | gas oil | 105 | 1982 | South East
For footnotes see page 143
5.11 Power Stations in the United Kingdom
(operational at the end of May 2007)(1) (continued)
Company Name | Station Name | Fuel | Installed | Year of | Location
|  |  | Capacity | commission or | Scotland, Wales
|  |  | (MW) | year generation | Northern Ireland,
|  |  |  | began | or English region
RWE Npower Plc (continued) | Tilbury GT | gas oil | 68 | 1968 | East
| Little Barford GT | gas oil | 17 | 2006 | East
| Fawley | oil | 968 | 1969 | South East
| Littlebrook D | oil | 2055 | 1982 | South East
| Didcot B | CCGT | 1390 | 1998 | South East
| Great Yarmouth | CCGT | 420 | 2001 | East
| Little Barford | CCGT | 665 | 1995 | East
| Braevallich | hydro | 2 | 2005 | Scotland
| Cwm Dyli | hydro | 10 | 2002 (2) | Wales
| Dolgarrog High Head | hydro | 18 | 2002 (2) | Wales
| Dolgarrog Low Head | hydro | 15 | 1926/2002 | Wales
| Garrogie | hydro | 2 | 2005 | Scotland
| Inverbain | hydro | 1 | 2006 | Scotland
| Kielder | hydro | 6 | 2006 (2) | Yorkshire and
the Humber
Scottish & Southern Energy plc
Hydro Schemes:
Affric/Beauly | Mullardoch Tunnel | hydro | 2.4 | 1955 | Scotland
| Fasnakyle | hydro | 69 | 1951 | Scotland
| Fasnakyle Compensation Set | hydro | 8 | 2006 | Scotland
| Deanie | hydro | 38 | 1963 | Scotland
| Culligran | hydro | 17 | 1962 | Scotland
| Culligran Comp | hydro | 2 | 1962 | Scotland
| Aigas | hydro | 20 | 1962 | Scotland
| Kilmorack | hydro | 20 | 1962 | Scotland
Breadalbane | Lubreoch | hydro | 4 | 1958 | Scotland
| Cashlie | hydro | 11 | 1959 | Scotland
| Lochay | hydro | 45 | 1958 | Scotland
| Lochay Comp | hydro | 2 | 1959 | Scotland
| Finlarig | hydro | 16.5 | 1955 | Scotland
| Lednock | hydro | 3 | 1961 | Scotland
| St. Fillans | hydro | 16.8 | 1957 | Scotland
| Dalchonzie | hydro | 4 | 1958 | Scotland
Conon | Achanalt | hydro | 3 | 1956 | Scotland
| Grudie Bridge | hydro | 18.7 | 1950 | Scotland
| Mossford | hydro | 18.7 | 1957 | Scotland
| Luichart | hydro | 34 | 1954 | Scotland
| Orrin | hydro | 18 | 1959 | Scotland
| Torr Achilty | hydro | 15 | 1954 | Scotland
Foyers | Foyers | hydro/ | 300 | 1974 | Scotland
pumped storage
Great Glen | Foyers Falls | hydro | 5.2 | 1968 | Scotland
| Mucomir | hydro | 2 | 1962 | Scotland
| Ceannacroc | hydro | 20 | 1956 | Scotland
| Livishie | hydro | 15 | 1962 | Scotland
| Glenmoriston | hydro | 37 | 1957 | Scotland
| Quoich | hydro | 18 | 1955 | Scotland
| Invergarry | hydro | 20 | 1956 | Scotland
| Kingairloch | hydro | 3.5 | 2005 | Scotland
Shin | Cassley | hydro | 10 | 1959 | Scotland
| Lairg | hydro | 3.5 | 1959 | Scotland
| Shin | hydro | 18.7 | 1958 | Scotland
For footnotes see page 143
5.11 Power Stations in the United Kingdom
(operational at the end of May 2007)(1) (continued)
Company Name | Station Name | Fuel | Installed | Year of | Location
|  |  | Capacity | commission or | Scotland, Wales
|  |  | (MW) | year generation | Northern Ireland,
|  |  |  | began | or English region
Scottish & Southern Energy plc
Hydro Schemes (continued)
Sloy/Awe | Sloy | hydro | 152.5 | 1950 | Scotland
| Sron Mor | hydro | 5 | 1957 | Scotland
| Clachan | hydro | 40 | 1955 | Scotland
| Allt-na-Lairgie | hydro | 6 | 1956 | Scotland
| Nant | hydro | 15 | 1963 | Scotland
| Inverawe | hydro | 25 | 1963 | Scotland
| Kilmelfort | hydro | 2 | 1956 | Scotland
| Loch Gair | hydro | 6 | 1961 | Scotland
| Lussa | hydro | 2.4 | 1952 | Scotland
| Striven | hydro | 8 | 1951 | Scotland
Tummel | Gaur | hydro | 7.9 | 1953 | Scotland
| Cuaich | hydro | 2.5 | 1959 | Scotland
| Loch Ericht | hydro | 2.2 | 1962 | Scotland
| Rannoch | hydro | 44.1 | 1930 | Scotland
| Tummel | hydro | 34 | 1933 | Scotland
| Errochty | hydro | 75 | 1955 | Scotland
| Clunie | hydro | 61.2 | 1950 | Scotland
| Pitlochry | hydro | 15 | 1950 | Scotland
Wind | Artfield Fell | wind | 20 | 2005 | Scotland
| Hadyard Hill | wind | 120 | 2005 | Scotland
| Spurness | wind | 8.3 | 2004 | Scotland
| Tangy | wind | 12.8 | 2002 | Scotland
Small Hydros: | Chliostair | hydro | 1.1 | 1960 | Scotland
| Cuileig | hydro | 3.2 | 2002 | Scotland
| Kerry Falls | hydro | 1.3 | 1951 | Scotland
| Loch Dubh | hydro | 1.2 | 1954 | Scotland
| Nostie Bridge | hydro | 1.3 | 1950 | Scotland
| Storr Lochs | hydro | 2.4 | 1952 | Scotland
Thermal: | Peterhead (4) | CCGT oil/gas | 1540 | 1980 | Scotland
| Fife Power Station | CCGT | 120 | 2000 | Scotland
| Keadby | CCGT | 745 | 1994 | Yorkshire and
the Humber
| Medway | CCGT | 688 | 1995 | South East
| Ferrybridge C | coal/biomass co-fired | 1955 | 1966 | Yorkshire and
the Humber
| Fiddler’s Ferry | coal/biomass co-fired | 1961 | 1971 | North West
| Ferrybridge GT | gas oil | 34 | 1966 | Yorkshire and
the Humber
| Fiddler’s Ferry GT | gas oil | 34 | 1969 | North West
| Chickerell | gas | 45 | 1998 | South West
| Burghfield | gas | 45 | 1998 | South East
| Thatcham | diesel | 8.9 | 1994 | South East
| Five Oaks | diesel | 8.9 | 1995 | South East
| Chippenham | gas | 10 | 2002 | South West
| Wheldale | mines gas | 8 | 2002 | Yorkshire and
the Humber
Island Generation | Arnish | diesel | 3 | 2001 | Scotland
| Barra | diesel | 2.1 | 1990 | Scotland
| Bowmore | diesel | 6 | 1946 | Scotland
| Kirkwall | diesel | 16.2 | 1953 | Scotland
| Lerwick | diesel | 67.2 | 1953 | Scotland
| Loch Carnan, South Uist | diesel | 11.8 | 1971 | Scotland
| Stornoway | diesel | 23.5 | 1950 | Scotland
| Tiree | diesel | 2.5 | 1945 | Scotland
For footnotes see page 143
5.11 Power Stations in the United Kingdom
(operational at the end of May 2007)(1) (continued)
Company Name | Station Name | Fuel | Installed | Year of | Location
|  |  | Capacity | commission or | Scotland, Wales
|  |  | (MW) | year generation | Northern Ireland,
|  |  |  | began | or English region
Scottish Power
Hydro schemes:
Galloway | Carsfad | hydro | 12 | 1936 | Scotland
| Drumjohn | hydro | 2 | 1985 | Scotland
| Earlstoun | hydro | 14 | 1936 | Scotland
| Glenlee | hydro | 24 | 1935 | Scotland
| Kendoon | hydro | 24 | 1936 | Scotland
| Tongland | hydro | 33 | 1935 | Scotland
Lanark | Bonnington | hydro | 11 | 1927 | Scotland
| Stonebyres | hydro | 6 | 1927 | Scotland
Cruachan | Cruachan | pumped storage | 440 | 1966 | Scotland
Thermal: | Cockenzie | coal | 1152 | 1967 | Scotland
| Longannet | coal | 2304 | 1970 | Scotland
| Damhead Creek | CCGT | 792 | 2000 | South East
| Rye House | CCGT | 715 | 1993 | East
| Shoreham | CCGT | 400 | 2000 | South East
Wind | Beinn an Tuirc | wind | 30 | 2002 | Scotland
| Carland Cross | wind | 6 | 1992 | South West
| Coal Clough | wind | 10 | 1992 | Scotland
| Corkey | wind | 5 | 1994 | Northern Ireland
| Cruach Mhor | wind | 30 | 2004 | Scotland
| Dun Law | wind | 17 | 2000 | Scotland
| Elliots Hill | wind | 5 | 1995 | Northern Ireland
| Hagshaw Hill | wind | 16 | 1995 | Scotland
| Hare Hill | wind | 13 | 2000 | Scotland
| Penryddian & Llidiartywaun | wind | 31 | 1992 | Wales
| Rigged Hill | wind | 5 | 1994 | Northern Ireland
Seabank Power Limited | Seabank 1 | CCGT | 812 | 1998 | South West
| Seabank 2 | CCGT | 410 | 2000 | South West
Sita Tyre Recycling Ltd | Wolverhampton(5) | waste | 20 | 1994 | West Midlands
South East London
Combined Heat & Power Ltd | Landmann Way, London | waste | 32 | 1994 | London
Spalding Energy Company Ltd | Spalding | CCGT | 860 | 2004 | East Midlands
Teesside Power Ltd | Teesside Power Station | CCGT | 1875 | 1992 | North East
TPG Wind Ltd | Rhyd-y-Groes | wind | 7 | 1992 | Wales
Uskmouth Power Company Ltd | Uskmouth | coal | 393 | 2000 | Wales
Vattenfall Wind Power | Kentish Flats | wind (offshore) | 90 | 2005 | South East
Western Power Generation | Lynton | gas oil | 2 | 1961 | South West
| Princetown | kerosene | 3 | 1959 | South West
| Roseland | kerosene | 5 | 1963 | South West
| St Marys | gas oil | 6 | 1958 | South West
Yorkshire Windpower Ltd | Ovenden Moor | wind | 9 | 1993 | Yorkshire and
| Royd Moor | wind | 7 | 1993 | the Humber
Total |  |  | 77376
For footnotes see page 143
5.11 Power Stations in the United Kingdom
(operational at the end of May 2007)(1) (continued)
Other power stations(6)
Station type |  | Fuel | Capacity
(MW)
Renewable sources |  | wind | 527
and combustible wastes |  | landfill gas | 856
|  | sewage gas | 123
|  | hydro | 130
|  | waste | 294
|  | other | 129
CHP schemes listed in Table 5.12 |  | various fuels | 1980
CHP schemes other than major power producers and |  | mainly gas | 1921
renewables and those listed in Table 5.12
Other autogenerators |  | various fuels | 1328
Interconnectors
Capacity
(MW)
England - France |  |  | 2000
Scotland - Northern Ireland |  |  | 500
Northern Ireland - Irish Republic |  |  | 600
Footnotes
(1) This list covers stations of more than 1 MW capacity, but excludes some renewables stations of over 1 MW which are
included in the sub table on page143.
(2) Recommissioning dates.
(3) Animal Waste Derived Fuel, i.e. meat and bone meal, poultry litter, feathers and small quantities of other material such as wood chips.
(4) Total capacity is 2,319 MW but because of transmission constraints only 1,540 MW can be used at any one time.
(5) There has been no generation from this site for several years.
(6) As at end December 2006.

## DUKES 2006
5.11 Power Stations in the United Kingdom
(operational at the end of May 2006)(1)
Company Name | Station Name | Fuel | Installed | Year of | Location
|  |  | Capacity | commission or | Scotland, Wales
|  |  | (MW) | year generation | Northern Ireland,
|  |  |  | began | or English region
AES | Kilroot | coal/oil | 520 | 1981 | Northern Ireland
| Indian Queens | gas oil/kerosene | 140 | 1996 | South West
Airtricity | Ardrossan | wind | 24 | 2004 | Scotland
| Tappaghan | wind | 20 | 2005 | Northern Ireland
Alcan | Lynemouth | coal | 420 | 1995 | North East
| Fort William | hydro | 62 | 1929 | Scotland
| Kinlochleven | hydro | 19.5 | 1907 | Scotland
Baglan Generation Ltd | Baglan Bay | gas turbine | 575 | 2002 | Wales
Barking Power | Barking | CCGT | 1000 | 1994 | London
Beaufort Wind Ltd | Bears Down | wind | 10 | 2001 | South West
| Bein Ghlas | wind | 8 | 1999 | Scotland
| Bryn Titli | wind | 10 | 1994 | Wales
| Carno | wind | 34 | 1996 | Wales
| Causeymire | wind | 48 | 2004 | Scotland
| Kirkby Moor | wind | 5 | 1993 | North West
| Lambrigg | wind | 7 | 2000 | North West
| Llyn Alaw | wind | 20 | 1997 | Wales
| Mynydd Gorddu | wind | 10 | 1996 | Wales
| Novar | wind | 17 | 1997 | Scotland
| Taff Ely | wind | 9 | 1993 | Wales
| Tow Law | wind | 2 | 2001 | North East
| Trysglwyn | wind | 6 | 1996 | Wales
| Windy Standard | wind | 22 | 1996 | Scotland
| North Hoyle | wind (offshore) | 60 | 2003 | Wales
Blyth Offshore Wind Ltd | Blyth Offshore | wind (offshore) | 4 | 2000 | Yorkshire and
the Humber
British Energy | Dungeness B | nuclear | 1090 | 1983 | South East
| Hartlepool | nuclear | 1190 | 1984 | North East
| Heysham1 | nuclear | 1160 | 1984 | North West
| Heysham 2 | nuclear | 1230 | 1988 | North West
| Hinkley Point B | nuclear | 1220 | 1976 | South West
| Sizewell B | nuclear | 1196 | 1995 | East
| Hunterston B | nuclear | 1215 | 1976 | Scotland
| Torness | nuclear | 1250 | 1988 | Scotland
| Eggborough | coal | 1960 | 1967 | Yorkshire and
the Humber
| Aberdare District Energy | gas | 10 | 2002 | Wales
| Bridgwater District Energy | gas | 10 | 2000 | South West
| Sevington District Energy | gas | 10 | 2000 | South East
| Solutia District Energy | gas | 10 | 2000 | Wales
BNFL British Nuclear Group | Dungeness A | nuclear | 450 | 1965 | South East
| Oldbury | nuclear | 434 | 1967 | South West
| Sizewell A | nuclear | 420 | 1966 | East
| Wylfa | nuclear | 980 | 1971 | South East
| Maentwrog | hydro | 28 | 1928 | Wales
Cemmaes Windfarm Ltd | Cemmaes | wind | 15 | 2002 (2) | Wales
Centrica | Barry | CCGT | 250 | 1998 | Wales
| Glanford Brigg | CCGT | 268 | 1993 | Yorkshire and
| Killingholme | CCGT | 660 | 1994 | the Humber
| Kings Lynn | CCGT | 340 | 1996 | East
For footnotes see page 143
5.11 Power Stations in the United Kingdom
(operational at the end of May 2006)(1) (continued)
Company Name | Station Name | Fuel | Installed | Year of | Location
|  |  | Capacity | commission or | Scotland, Wales
|  |  | (MW) | year generation | Northern Ireland,
|  |  |  | began | or English region
Centrica (continued) | Peterborough | CCGT | 380 | 1993 | East
| Roosecote | CCGT | 229 | 1991 | North West
| South Humber Bank 1 | CCGT | 785 | 1996 | Yorkshire and
| South Humber Bank 2 | CCGT | 527 | 1998 | the Humber
Citigen (London) UK Ltd | Charterhouse St, London | gas/gas oil CHP | 31 | 1995 | London
Cold Northcott Windfarm Ltd | Cold Northcott | wind | 7 | 1993 | South West
Coolkeeragh ESB Ltd | Coolkeeragh | CCGT | 420 | 2005 | N. Ireland
Corby Power Ltd | Corby | CCGT | 401 | 1993 | East Midlands
Coryton Energy Company Ltd | Coryton | CCGT | 753 | 2001 | East
Crystal Rig Windfarm Ltd | Crystal Rig Windfarm | wind | 50 | 2003 | Scotland
Derwent Cogeneration | Derwent | gas CHP | 236 | 1994 | East Midlands
Drax Power Ltd | Drax | coal | 3870 | 1974 | Yorkshire and
| Drax GT | gas oil | 75 | 1971 | the Humber
EDF Energy | Sutton Bridge | CCGT | 800 | 1999 | East
| Cottam | coal | 2008 | 1969 | East Midlands
| West Burton | coal | 1972 | 1967 | East Midlands
| West Burton GT | gas oil | 40 | 1967 | East Midlands
EPR Ely Limited | Elean | straw/gas | 38 | 2001 | Cambridgeshire
E.On UK | Kingsnorth | coal/oil | 1940 | 1970 | South East
| Ironbridge | coal | 970 | 1970 | West Midlands
| Ratcliffe | coal | 2000 | 1968 | East Midlands
| Grain (3) | oil | 650 | 1979 | South East
| Grain GT | gas oil | 55 | 1978 | South East
| Kingsnorth GT | gas oil | 34 | 1967 | South East
| Ratcliffe GT | gas oil | 34 | 1966 | East Midlands
| Taylor's Lane GT | gas oil | 132 | 1979 | London
| Connahs Quay | CCGT | 1380 | 1996 | Wales
| Cottam Development Centre | CCGT | 400 | 1999 | East Midlands
| Enfield | CCGT | 392 | 1999 | London
| Killingholme | CCGT | 900 | 1993 | Yorkshire and
the Humber
| Rheidol | hydro | 49 | 1961 | Wales
| Askam | wind | 4.62 | 1999 | North West
| Bessy Bell | wind | 5 | 1995 | Northern Ireland
| Blood Hill | wind | 2.25 | 1992 | East
| Bowbeat | wind | 31.2 | 2002 | Scotland
| Deucheran Hill | wind | 15.75 | 2001 | Scotland
| Great Eppleton | wind | 3 | 1997 | North East
| Hare Hill | wind | 5.1 | 2004 | North East
| High Volts | wind | 7.8 | 2004 | North East
| Holmside | wind | 5.1 | 2004 | North East
| Lowca | wind | 4.62 | 2000 | North West
| Oldside | wind | 5.4 | 1996 | North West
| Out Newton | wind | 9.1 | 2002 | Yorkshire and
the Humber
| Rheidol | wind | 50 | 1997 | Wales
| Scroby Sands | wind (offshore) | 60 | 2004 | East
| Siddick | wind | 4.2 | 1996 | North West
| St Breock | wind | 4.95 | 1994 | South West
For footnotes see page 143
5.11 Power Stations in the United Kingdom
(operational at the end of May 2006)(1) (continued)
Company Name | Station Name | Fuel | Installed | Year of | Location
|  |  | Capacity | commission or | Scotland, Wales
|  |  | (MW) | year generation | Northern Ireland,
|  |  |  | began | or English region
Fellside Heat and Power | Fellside | gas CHP | 168 | 1993 | North West
Fenland Windfarms Ltd | Deeping | wind | 16 | 2006 | East Midlands
| Glass Moor | wind | 16 | 2006 | East Midlands
| Red House | wind | 12 | 2006 | East Midlands
Fibrogen | Glanford | meat & bone | 13 | 1993 | East
meal
Fibropower Ltd | Eye, Suffolk | poultry litter | 13 | 1992 | East
Fibrothetford | Thetford | poultry litter | 39 | 1998 | East
First Hydro Company | Dinorwig | pumped storage | 1728 | 1983 | Wales
| Ffestiniog | pumped storage | 360 | 1961 | Wales
Gaz de France | Shotton | gas CHP | 180 | 2001 | Scotland
Great Orton Windfarm Ltd | Great Orton | wind | 4 | 1999 (2) | North West
Haverigg III Ltd | Haverigg III | wind | 3 | 2005 | North West
HG Capital | Tyr Mostyn & Foel Goch | wind | 21 | 2005 | Wales
Immingham CHP LLP | Immingham CHP | gas CHP | 741 | 2004 | Yorkshire and
the Humber
International Power | Rugeley | coal | 1006 | 1972 | West Midlands
| Rugeley GT | gas oil | 50 | 1972 | West Midlands
| Deeside | CCGT | 500 | 1994 | Wales
| Saltend | CCGT | 1200 | 2000 | Yorkshire and
the Humber
K/S Winscales | Winscales 1 | wind | 2 | 1999 | North West
| Winscales 2 | wind | 7 | 2005 | North West
Llangwyryfon Windfarm Ltd | Llangwyryfon | wind | 9 | 2003 (2) | Wales
Paul's Hill WindLtd | Paul's Hill | wind | 55 | 2005 | Scotland
Premier Power Ltd | Ballylumford B | Gas/oil | 380 | 1968 | Northern Ireland
| Ballylumford C | CCGT | 616 | 2003 | Northern Ireland
Rocksavage Power Co. Ltd | Rocksavage | CCGT | 750 | 1997 | North West
Rothes Wind Ltd | Rothes | wind | 51 | 2004 | Scotland
RWE Npower Plc | Aberthaw B | coal | 1455 | 1971 | Wales
| Tilbury B (4) | coal/oil | 1029 | 1968 | East
| Didcot A | coal/gas | 1940 | 1972 | South East
| Aberthaw GT | gas oil | 51 | 1971 | Wales
| Cowes | gas oil | 70 | 1982 | South East
| Didcot GT | gas oil | 100 | 1972 | South East
| Fawley GT | gas oil | 34 | 1969 | South East
| Littlebrook GT | gas oil | 105 | 1982 | South East
| Tilbury GT | gas oil | 34 | 1968 | East
| Fawley (4) | oil | 484 | 1969 | South East
| Littlebrook D | oil | 2055 | 1982 | South East
| Didcot B | CCGT | 1370 | 1998 | South East
| Great Yarmouth | CCGT | 420 | 2001 | East
| Little Barford | CCGT | 665 | 1995 | East
For footnotes see page 143
5.11 Power Stations in the United Kingdom
(operational at the end of May 2006)(1) (continued)
Company Name | Station Name | Fuel | Installed | Year of | Location
|  |  | Capacity | commission or | Scotland, Wales
|  |  | (MW) | year generation | Northern Ireland,
|  |  |  | began | or English region
RWE Npower Plc (continued) | Braevallich | hydro | 2 | 2005 | Scotland
| Cwm Dyli | hydro | 10 | 2002 (2) | Wales
| Dolgarrog High Head | hydro | 18 | 2002 (2) | Wales
| Dolgarrog Low Head | hydro | 15 | 1926/2002 | Wales
| Garrogie | hydro | 2 | 2005 | Scotland
| Inverbain | hydro | 1 | 2006 | Scotland
| Kielder | hydro | 6 | 2006 (2) | Yorkshire and
the Humber
Scottish & Southern Energy plc
Hydro Schemes:
Affric/Beauly | Mullardoch Tunnel | hydro | 2.4 | 1955 | Scotland
| Fasnakyle | hydro | 69 | 1951 | Scotland
| Fasnakyle Compensation Set | hydro | 8 | 2006 | Scotland
| Deanie | hydro | 38 | 1963 | Scotland
| Culligran | hydro | 19.1 | 1962 | Scotland
| Aigas | hydro | 20 | 1962 | Scotland
| Kilmorack | hydro | 20 | 1962 | Scotland
Breadalbane | Lubreoch | hydro | 4 | 1958 | Scotland
| Cashlie | hydro | 11 | 1959 | Scotland
| Lochay | hydro | 47 | 1958 | Scotland
| Finlarig | hydro | 16.5 | 1955 | Scotland
| Lednock | hydro | 3 | 1961 | Scotland
| St. Fillans | hydro | 16.8 | 1957 | Scotland
| Dalchonzie | hydro | 4 | 1958 | Scotland
Conon | Achanalt | hydro | 3 | 1956 | Scotland
| Grudie Bridge | hydro | 18.7 | 1950 | Scotland
| Mossford | hydro | 18.7 | 1957 | Scotland
| Luichart | hydro | 34 | 1954 | Scotland
| Orrin | hydro | 18 | 1959 | Scotland
| Torr Achilty | hydro | 15 | 1954 | Scotland
Foyers | Foyers | hydro/ | 300 | 1974 | Scotland
pumped storage
Great Glen | Foyers Falls | hydro | 5.2 | 1968 | Scotland
| Mucomir | hydro | 2 | 1962 | Scotland
| Ceannacroc | hydro | 20 | 1956 | Scotland
| Livishie | hydro | 15 | 1962 | Scotland
| Glenmoriston | hydro | 37 | 1957 | Scotland
| Quoich | hydro | 18.5 | 1955 | Scotland
| Ivergarry | hydro | 20 | 1956 | Scotland
| Kingairloch | hydro | 3.5 | 2005 | Scotland
Shin | Cassley | hydro | 10 | 1959 | Scotland
| Lairg | hydro | 3.5 | 1959 | Scotland
| Shin | hydro | 18.7 | 1958 | Scotland
Sloy/Awe | Sloy | hydro | 152.5 | 1950 | Scotland
| Sron Mor | hydro | 5 | 1957 | Scotland
| Clachan | hydro | 40 | 1955 | Scotland
| Alt-na-Lairgie | hydro | 6 | 1956 | Scotland
| Nant | hydro | 15 | 1963 | Scotland
| Inverawe | hydro | 25 | 1963 | Scotland
| Kilmelfort | hydro | 2 | 1956 | Scotland
| Loch Gair | hydro | 6 | 1961 | Scotland
| Lussa | hydro | 2.4 | 1952 | Scotland
| Striven | hydro | 8 | 1951 | Scotland
For footnotes see page 143
5.11 Power Stations in the United Kingdom
(operational at the end of May 2006)(1) (continued)
Company Name | Station Name | Fuel | Installed | Year of | Location
|  |  | Capacity | commission or | Scotland, Wales
|  |  | (MW) | year generation | Northern Ireland,
|  |  |  | began | or English region
Scottish & Southern Energy plc
Hydro Schemes (continued)
Tummel | Gaur | hydro | 7.9 | 1953 | Scotland
| Cuaich | hydro | 2.5 | 1959 | Scotland
| Loch Ericht | hydro | 2.2 | 1962 | Scotland
| Rannoch | hydro | 44.1 | 1930 | Scotland
| Tummel | hydro | 34 | 1933 | Scotland
| Errochty | hydro | 75 | 1955 | Scotland
| Clunie | hydro | 61.2 | 1950 | Scotland
| Pitlochry | hydro | 15 | 1950 | Scotland
Wind | Artfield Fell | wind | 20 | 2005 | Scotland
| Hadyard Hill | wind | 120 | 2005 | Scotland
| Spurness | wind | 8.3 | 2004 | Scotland
| Tangy | wind | 12.8 | 2002 | Scotland
Small Hydros: | Chliostair | hydro | 1.1 | 1960 | Scotland
| Cuileag | hydro | 3.2 | 2002 | Scotland
| Kerry Falls | hydro | 1.3 | 1951 | Scotland
| Loch Dubh | hydro | 1.2 | 1954 | Scotland
| Nostie Bridge | hydro | 1.3 | 1950 | Scotland
| Storr Lochs | hydro | 2.4 | 1952 | Scotland
Thermal: | Peterhead (4) | CCGT oil/gas | 1540 | 1980 | Scotland
| Fife Power Station | CCGT | 120 | 2000 | Scotland
| Keadby | CCGT | 745 | 1994 | Yorkshire and
| Medway | CCGT | 688 | 1995 | South East
| Ferrybridge C | coal/biomass co-fired | 1955 | 1966 | the Humber
| Fiddler’s Ferry | coal/biomass co-fired | 1961 | 1971 | North West
| Ferrybridge GT | gas oil | 34 | 1966 | Yorkshire and
the Humber
| Fiddler’s Ferry GT | gas oil | 34 | 1969 | North West
| Chickerell | gas | 45 | 1998 | South West
| Burghfield | gas | 45 | 1998 | South East
| Thatcham | diesel | 8.9 | 1994 | South East
| Five Oaks | diesel | 8.9 | 1995 | South East
| Chippenham | gas | 10 | 2002 | South West
| Wheldale | gas | 10 | 2002 | Yorkshire and
the Humber
Island Generation | Arnish | diesel | 3 | 2001 | Scotland
| Barra | diesel | 2.1 | 1990 | Scotland
| Bowmore | diesel | 6 | 1946 | Scotland
| Kirkwall | diesel | 16.2 | 1953 | Scotland
| Lerwick | diesel | 67.2 | 1953 | Scotland
| Loch Carnan, South Uist | diesel | 11.8 | 1971 | Scotland
| Stornoway | diesel | 23.5 | 1950 | Scotland
| Tiree | diesel | 2.5 | 1945 | Scotland
Scottish Power
Hydro schemes:
Galloway | Carsfad | hydro | 12 | 1936 | Scotland
| Drumjohn | hydro | 2 | 1985 | Scotland
| Earlstoun | hydro | 14 | 1936 | Scotland
| Glenlee | hydro | 24 | 1935 | Scotland
| Kendoon | hydro | 24 | 1936 | Scotland
| Tongland | hydro | 33 | 1935 | Scotland
Lanark | Bonnington | hydro | 11 | 1927 | Scotland
| Stonebyres | hydro | 6 | 1927 | Scotland
For footnotes see page 143
5.11 Power Stations in the United Kingdom
(operational at the end of May 2006)(1) (continued)
Company Name | Station Name | Fuel | Installed | Year of | Location
|  |  | Capacity | commission or | Scotland, Wales
|  |  | (MW) | year generation | Northern Ireland,
|  |  |  | began | or English region
Scottish Power
Hydro schemes:
(continued)
Cruachan | Cruachan | pumped storage | 440 | 1966 | Scotland
Thermal: | Cockenzie | coal | 1152 | 1967 | Scotland
| Longannet | coal | 2304 | 1970 | Scotland
| Knapton | gas | 40 | 1994 | Yorkshire and
the Humber
| Damhead Creek | CCGT | 792 | 2000 | South East
| Rye House | CCGT | 715 | 1993 | East
| Shoreham | CCGT | 400 | 2000 | South East
Wind | Beinn an Tuirc | wind | 30 | 2002 | Scotland
| Carland Cross | wind | 6 | 1992 | South West
| Coal Clough | wind | 10 | 1992 | Scotland
| Corkey | wind | 5 | 1994 | Northern Ireland
| Cruach Mhor | wind | 30 | 2004 | Scotland
| Dun Law | wind | 17 | 2000 | Scotland
| Elliots Hill | wind | 5 | 1995 | Northern Ireland
| Hagshaw Hill | wind | 16 | 1995 | Scotland
| Hare Hill | wind | 13 | 2000 | Scotland
| Penryddian & Llidiartywaun | wind | 31 | 1992 | Wales
| Rigged Hill | wind | 5 | 1994 | Northern Ireland
Seabank Power Limited | Seabank 1 | CCGT | 812 | 1998 | South West
| Seabank 2 | CCGT | 410 | 2000 | South West
Sita Tyre Recycling Ltd | Wolverhampton(5) | waste | 20 | 1994 | West Midlands
South East London
Combined Heat & Power Ltd | Landmann Way, London | waste | 32 | 1994 | London
Spalding Energy Company Ltd | Spalding | CCGT | 903 | 2004 | East Midlands
Teesside Power Ltd | Teesside Power Station | CCGT | 1875 | 1992 | North East
TPG Wind Ltd | Rhyd-y-Groes | wind | 7 | 1992 | Wales
Uskmouth Power Company Ltd | Uskmouth | coal | 393 | 2000 | Wales
Western Power Generation | Lynton | gas oil | 2 | 1961 | South West
| Princetown | kerosene | 3 | 1959 | South West
| Roseland | kerosene | 5 | 1963 | South West
| St Marys | gas oil | 6 | 1958 | South West
Yorkshire Windpower Ltd | Ovenden Moor | wind | 9 | 1993 | Yorkshire and
| Royd Moor | wind | 7 | 1993 | the Humber
Total |  |  | 77504
For footnotes see page 143
5.11 Power Stations in the United Kingdom
(operational at the end of May 2006)(1) (continued)
Other power stations(6)
Station type |  | Fuel | Capacity
(MW)
Renewable sources |  | wind | 411
and combustible wastes |  | landfill gas | 818
|  | sewage gas | 128
|  | hydro | 105
|  | waste | 289
|  | other | 95
CHP schemes listed in Table 5.12 |  | various fuels | 1458
CHP schemes other than major power producers and |  | mainly gas | 2703
renewables and those listed in Table 5.12
Other autogenerators |  | various fuels | 1008
Interconnectors
Capacity
(MW)
England - France |  |  | 2000
Scotland - Northern Ireland |  |  | 500
Northern Ireland - Irish Republic |  |  | 600
Footnotes
(1) This list covers stations of more than 1 MW capacity, but excludes some renewables stations of over 1 MW which are
included in the sub table on page143.
(2) Recommissioning dates.
(3) Excludes mothballed capacity.
(4) Total capacity is 2,319 MW but because of transmission constraints only 1,540 MW can be used at any one time.
(5) There has been no generation from this site for several years.
(6) As at end December 2005.

## DUKES 2005
5.11 Power Stations in the United Kingdom
(operational at the end of May 2005)(1)
Company Name | Station Name | Fuel | Installed | Year of
|  |  | Capacity | commission or
|  |  | (MW) | year generation
began
AES | Kilroot | coal/oil | 520 | 1981
| Indian Queens | gas oil/kerosene | 140 | 1996
Airtricity | Ardrossan | wind | 24 | 2004
| Tappaghan | wind | 20 | 2005
Alcan | Lynemouth | coal | 420 | 1995
| Fort William | hydro | 62 | 1929
| Kinlochleven | hydro | 30 | 1907
Baglan Generation Ltd | Baglan Bay | gas turbine | 575 | 2002
Barking Power | Barking | CCGT | 1000 | 1994
Beaufort Wind Ltd | Kirkby Moor | wind | 5 | 1993
| Taff Ely | wind | 9 | 1993
| Bryn Titli | wind | 10 | 1994
| Trysglwyn | wind | 6 | 1996
| Carno | wind | 34 | 1996
| Novar | wind | 17 | 1997
| Llyn Alaw | wind | 20 | 1997
| Mynydd Gorddu | wind | 10 | 1996
| Bein Ghlas | wind | 8 | 1999
| Lambrigg | wind | 7 | 2000
| Tow Law | wind | 2 | 2001
British Energy | Dungeness B | nuclear | 1110 | 1985
| Hartlepool | nuclear | 1210 | 1989
| Heysham1 | nuclear | 1150 | 1989
| Heysham 2 | nuclear | 1250 | 1989
| Hinkley Point B | nuclear | 1220 | 1976
| Sizewell B | nuclear | 1188 | 1995
| Hunterston B | nuclear | 1190 | 1976
| Torness | nuclear | 1250 | 1988
| Eggborough | coal | 1960 | 1967
| Bridgewater District Energy | gas | 10 | 2000
| Solutia District Energy | gas | 10 | 2000
| Sevington District Energy | gas | 10 | 2000
| Aberdare District Energy | gas | 10 | 2002
BNFL British Nuclear Group | Dungeness A | nuclear | 450 | 1965
| Oldbury | nuclear | 434 | 1967
| Sizewell A | nuclear | 420 | 1966
| Wylfa | nuclear | 980 | 1971
| Maentwrog | hydro | 28 | 1928
Calpine Corporation | Saltend (2) | CCGT | 1200 | 2000
Cemmaes Windfarm Ltd | Cemmaes | wind | 15 | 2002 (3)
Centrica | Barry | CCGT | 250 | 1998
| Glanford Brigg | CCGT | 240 | 1993
| Killingholme | CCGT | 650 | 1994
| Kings Lynn | CCGT | 340 | 1996
| Peterborough | CCGT | 380 | 1993
| Roosecote | CCGT | 229 | 1991
Cold Northcott Windfarm Ltd | Cold Northcott | wind | 7 | 1993
5.11 Power Stations in the United Kingdom
(operational at the end of May 2005)(1) (continued)
Company Name | Station Name | Fuel | Installed | Year of
|  |  | Capacity | commission or
|  |  | (MW) | year generation
began
Citigen (London) UK Ltd | Charterhouse St, London | gas/gas oil | 31 | 1995
Coolkeeragh ESB Ltd | Coolkeeragh | CCGT | 420 | 2005
Corby Power Ltd | Corby | CCGT | 401 | 1993
Coryton Energy Company Ltd | Coryton | CCGT | 753 | 2001
Derwent Cogeneration | Derwent | gas CHP | 236 | 1994
Drax Power Ltd | Drax | coal | 3870 | 1974
| Drax GT | gas oil | 75 | 1971
EDF Energy | Sutton Bridge | CCGT | 800 | 1999
| Cottam | coal | 2008 | 1969
| West Burton | coal | 1972 | 1967
| West Burton GT | gas oil | 40 | 1967
EPR Ely Limited | Elean | straw/gas | 38 | 2001
E.On UK | Kingsnorth | coal/oil | 1940 | 1970
| Ironbridge | coal | 970 | 1970
| Ratcliffe | coal | 2000 | 1968
| Grain (4) | oil | 650 | 1979
| Grain GT | gas oil | 55 | 1978
| Kingsnorth GT | gas oil | 34 | 1967
| Ratcliffe GT | gas oil | 34 | 1966
| Taylor's Lane GT | gas oil | 132 | 1979
| Connahs Quay | CCGT | 1380 | 1996
| Cottam Development Centre | CCGT | 395 | 1999
| Brimsdown | CCGT | 392 | 1999
| Killingholme | CCGT | 900 | 1993
| Rheidol | hydro | 49 | 1961
| Askam | wind | 4.62 | 1999
| Bessy Bell | wind | 5 | 1995
| Blood Hill | wind | 2.25 | 1992
| Bowbeat | wind | 31.2 | 2002
| Deucheran Hill | wind | 15.75 | 2001
| Great Eppleton | wind | 3 | 1997
| Hare Hill | wind | 5.1 | 2004
| High Volts | wind | 7.8 | 2004
| Holmside | wind | 5.1 | 2004
| Lowca | wind | 4.62 | 2000
| Oldside | wind | 5.4 | 1996
| Out Newton | wind | 9.1 | 2002
| Rheidol | wind | 2.4 | 1997
| Scroby Sands | wind (offshore) | 60 | 2004
| Siddick | wind | 4.2 | 1996
| St Breock | wind | 4.95 | 1994
Fellside Heat and Power | Fellside | gas CHP | 168 | 1993
Fibrogen | Glanford | meat & bone meal | 13 | 1993
Fibropower Ltd | Eye, Suffolk | poultry litter | 13 | 1992
Fibrothetford | Thetford | poultry litter | 39 | 1998
Gaz de France | Shotton | gas CHP | 180 | 2001
Great Orton Windfarm Ltd | Great Orton | wind | 4 | 1999 (3)
Great Yarmouth Power Ltd | Great Yarmouth | CCGT | 420 | 2001
5.11 Power Stations in the United Kingdom
(operational at the end of May 2005)(1) (continued)
Company Name | Station Name | Fuel | Installed | Year of
|  |  | Capacity | commission or
|  |  | (MW) | year generation
began
Humber Power | South Humber Bank 1 | CCGT | 785 | 1996
| South Humber Bank 2 | CCGT | 527 | 1998
Immingham CHP LLP | Immingham CHP | gas CHP | 734 | 2004
International Power | Deeside | CCGT | 500 | 1994
| Rugeley | coal | 1006 | 1972
| Rugeley GT | gas oil | 50 | 1972
IPM Energy Ltd | Dinorwig | pumped storage | 1728 | 1983
| Ffestiniog | pumped storage | 360 | 1961
Llangwyryfon Windfarm Ltd | Llangwyryfon | wind | 9 | 2003 (3)
Npower Renewables | North Hoyle | wind (offshore) | 60 | 2003
| Windy Standard | wind | 22 | 1996
| Bears Down | wind | 10 | 2001
| Causeymire | wind | 48 | 2004
Premier Power Ltd | Ballylumford | CCGT | 996 | 2002
Rocksavage Power Co. Ltd | Rocksavage | CCGT | 750 | 1997
RWE Npower Plc | Aberthaw B | coal | 1455 | 1971
| Tilbury B (5) | coal/oil | 1029 | 1968
| Didcot A | coal/gas | 1940 | 1972
| Aberthaw GT | gas oil | 51 | 1971
| Cowes | gas oil | 70 | 1982
| Didcot GT | gas oil | 100 | 1972
| Fawley GT | gas oil | 34 | 1969
| Littlebrook GT | gas oil | 105 | 1982
| Tilbury GT | gas oil | 34 | 1968
| Fawley (5) | oil | 484 | 1969
| Littlebrook D | oil | 2055 | 1982
| Didcot B | CCGT | 1370 | 1998
| Little Barford | CCGT | 665 | 1995
| Cwm Dyli | hydro | 10 | 2002 (3)
| Dolgarrog High Head | hydro | 18 | 2002 (3)
| Dolgarrog Low Head | hydro | 15 | 1926/2002
Scottish & Southern Energy plc
Hydro Schemes:
Affric/Beauly | Mullardoch Tunnel | hydro | 2.4 | 1955
| Fasnakyle | hydro | 69 | 1951
| Deanie | hydro | 38 | 1963
| Culligran | hydro | 19.1 | 1962
| Aigas | hydro | 20 | 1962
| Kilmorack | hydro | 20 | 1962
Breadalbane | Lubreoch | hydro | 4 | 1958
| Cashlie | hydro | 11 | 1959
| Lochay | hydro | 47 | 1958
| Finlarig | hydro | 16.5 | 1955
| Lednock | hydro | 3 | 1961
| St. Fillans | hydro | 16.8 | 1957
| Dalchonzie | hydro | 4 | 1958
Conon | Achanalt | hydro | 3 | 1956
| Grudie Bridge | hydro | 18.7 | 1950
| Mossford | hydro | 18.7 | 1957
| Luichart | hydro | 34 | 1954
| Orrin | hydro | 18 | 1959
| Torr Achilty | hydro | 15 | 1954
5.11 Power Stations in the United Kingdom
(operational at the end of May 2005)(1) (continued)
Company Name | Station Name | Fuel | Installed | Year of
|  |  | Capacity | commission or
|  |  | (MW) | year generation
began
Scottish & Southern Energy plc
Hydro Schemes (continued)
Foyers | Foyers | hydro/pumped storage | 300 | 1974
Great Glen | Foyers Falls | hydro | 5.2 | 1968
| Mucomir | hydro | 2 | 1962
| Ceannacroc | hydro | 20 | 1956
| Livishie | hydro | 15 | 1962
| Glenmoriston | hydro | 37 | 1957
| Quoich | hydro | 18.5 | 1955
| Ivergarry | hydro | 20 | 1956
| Kingairloch | hydro | 3.5 | 2005
Shin | Cassley | hydro | 10 | 1959
| Lairg | hydro | 3.5 | 1959
| Shin | hydro | 18.7 | 1958
Sloy/Awe | Sloy | hydro | 152.5 | 1950
| Sron Mor | hydro | 5 | 1957
| Clachan | hydro | 40 | 1955
| Alt-na-Lairgie | hydro | 6 | 1956
| Nant | hydro | 15 | 1963
| Inverawe | hydro | 25 | 1963
| Kilmelfort | hydro | 2 | 1956
| Loch Gair | hydro | 6 | 1961
| Lussa | hydro | 2.4 | 1952
| Striven | hydro | 8 | 1951
Tummel | Gaur | hydro | 7.9 | 1953
| Cuaich | hydro | 2.5 | 1959
| Loch Ericht | hydro | 2.2 | 1962
| Rannoch | hydro | 44.1 | 1930
| Tummel | hydro | 34 | 1933
| Errochty | hydro | 75 | 1955
| Clunie | hydro | 61.2 | 1950
| Pitlochry | hydro | 15 | 1950
Wind | Spurness | wind | 8.3 | 2004
| Tangy | wind | 12.8 | 2002
Small Hydros: | Chliostair | hydro | 1.1 | 1960
| Kerry Falls | hydro | 1.3 | 1951
| Loch Dubh | hydro | 1.2 | 1954
| Nostie Bridge | hydro | 1.3 | 1950
| Storr Lochs | hydro | 2.4 | 1952
| Cuileag | hydro | 3.2 | 2002
Thermal: | Peterhead (6) | CCGT oil/gas | 1540 | 1980
| Medway | CCGT | 688 | 1995
| Fife Power Station | CCGT | 120 | 2000
| Keadby | CCGT | 745 | 1994
| Ferrybridge C | coal/biomass co-fired | 1955 | 1966
| Fiddler’s Ferry | coal/biomass co-fired | 1961 | 1971
| Ferrybridge GT | gas oil | 34 | 1966
| Fiddler’s Ferry GT | gas oil | 34 | 1969
| Chickerell | gas | 45 | 1998
| Burghfield | gas | 45 | 1998
| Thatcham | diesel | 8.9 | 1994
| Five Oaks | diesel | 8.9 | 1995
| Chippenham | gas | 10 | 2002
| Wheldale | gas | 10 | 2002
5.11 Power Stations in the United Kingdom
(operational at the end of May 2005)(1) (continued)
Company Name | Station Name | Fuel | Installed | Year of
|  |  | Capacity | commission or
|  |  | (MW) | year generation
began
Scottish & Southern Energy plc
Island Generation | Stornoway | diesel | 23.5 | 1950
| Lerwick | diesel | 67.2 | 1953
| Arnish | diesel | 3 | 2001
| Kirkwall | diesel | 16.2 | 1953
| Loch Carnan, South Uist | diesel | 11.8 | 1971
| Bowmore | diesel | 6 | 1946
| Tiree | diesel | 2.5 | 1945
| Barra | diesel | 2.1 | 1990
Scottish Power
Galloway | Carsfad | hydro | 12 | 1936
| Drumjohn | hydro | 2 | 1985
| Earlstoun | hydro | 14 | 1936
| Glenlee | hydro | 24 | 1935
| Kendoon | hydro | 24 | 1936
| Tongland | hydro | 33 | 1935
Lanark | Bonnington | hydro | 11 | 1927
| Stonebyres | hydro | 5 | 1927
Cruachan | Cruachan | pumped storage | 399 | 1966
Thermal: | Cockenzie | coal | 1152 | 1967
| Longannet | coal | 2304 | 1970
| Knapton | gas | 40 | 1994
| Rye House | CCGT | 715 | 1993
| Damhead Creek | CCGT | 792 | 2000
| Shoreham | CCGT | 400 | 2000
Wind | Beinn an Tuirc | wind | 30 | 2002
| Dun Law | wind | 17 | 2000
| Hare Hill | wind | 13 | 2000
| Hagshaw Hill | wind | 16 | 1995
| Cruach Mhor | wind | 30 | 2004
| Coal Clough | wind | 10 | 1992
| Carland Cross | wind | 6 | 1992
| Rigged Hill | wind | 5 | 1994
| Corkey | wind | 5 | 1994
| Elliots Hill | wind | 5 | 1995
| Penryddian & Llidiartywaun | wind | 31 | 1992
Seabank Power Limited | Seabank 1 | CCGT | 812 | 1998
| Seabank 2 | CCGT | 410 | 2000
Sita Tyre Recycling Ltd | Wolverhampton(7) | waste | 20 | 1994
South East London
Combined Heat & Power Ltd | Landmann Way, London | waste | 32 | 1994
Spalding Energy Company Ltd | Spalding | CCGT | 903 | 2004
Teesside Power Ltd | Teesside Power Station | CCGT | 1875 | 1992
Uskmouth Power Company Ltd | Uskmouth (2) | coal | 393 | 2000
Western Power Generation | St Marys | gas oil | 6 | 1958
| Princetown | kerosene | 3 | 1959
| Lynton | gas oil | 2 | 1961
| Roseland | kerosene | 5 | 1963
Total |  |  | 76972
For footnotes see next page
5.11 Power Stations in the United Kingdom
(operational at the end of May 2005)(1) (continued)
Other power stations(9)
Station type |  | Fuel | Capacity
(MW)
Renewable sources |  | wind | 227
and combustible wastes |  | landfill gas | 722
|  | sewage gas | 119
|  | hydro | 207.4
|  | waste | 275
|  | other | 90
CHP schemes listed in Table 5.12 |  | various fuels | 2731
CHP schemes other than major power producers and |  | mainly gas | 1295
renewables and those listed in Table 5.12
Other autogenerators |  | various fuels | 926
Interconnectors
Capacity
(MW)
England - Scotland (10) |  |  | 2200
England - France |  |  | 2000
Scotland - Northern Ireland |  |  | 500
Northern Ireland - Irish Republic |  |  | 600
Footnotes
(1) This list covers stations of more than 1 MW capacity, but excludes some renewables stations of over 1 MW which are
included in the sub table on page 142.
(2) This station was in the process of being sold to International Power in Summer 2005
(3) Recommissioning date.
(4) 650 MW remain mothballed and may be re-instated in 2005
(5) Excludes mothballed capacity.
(6) Total capacity is 2,319 MW but because of transmission constraints only 1,540 MW can be used at any one time.
(7) There has been no generation from this site for several years.
(8) Formerly Fifoots Point; resumed generation under new ownership in 2004
(9) As at end December 2004.
(10) From April 2005 this became part of the Great Britain wide electricity network

## DUKES 2004
5.11 Power Stations in the United Kingdom
(operational at the end of May 2004)(1)
Company Name | Station Name | Fuel | Installed | Year of
|  |  | Capacity | Commission or
|  |  | (MW) | year generation
began
AES | Kilroot | coal/oil | 520 | 1981
| Indian Queens | gas oil/kerosene | 140 | 1996
AES Fifoots Point Ltd | Fifoots Point (2) | coal | 393 | 2000
American Electric Power | Ferrybridge C | coal | 1955 | 1966
| Fiddler’s Ferry | coal | 1961 | 1971
| Ferrybridge GT | gas oil | 34 | 1966
| Fiddler’s Ferry GT | gas oil | 34 | 1969
Alcan | Lynemouth | coal | 420 | 1995
| Fort William | hydro | 62 | 1929
| Kinlochleven | hydro | 30 | 1907
Baglan Generation Ltd | Baglan Bay | CCGT | 575 | 2002
Barking Power | Barking | CCGT | 1000 | 1994
British Energy | Dungeness B | nuclear | 1110 | 1985
| Hartlepool | nuclear | 1210 | 1989
| Heysham1 | nuclear | 1150 | 1989
| Heysham 2 | nuclear | 1250 | 1989
| Hinkley Point B | nuclear | 1220 | 1976
| Sizewell B | nuclear | 1188 | 1995
| Hunterston B | nuclear | 1190 | 1976
| Torness | nuclear | 1250 | 1988
| Eggborough | coal | 1960 | 1967
| Bridgewater District Energy | gas | 10 | 2000
| Solutia District Energy | gas | 10 | 2000
| Sevington District Energy | gas | 10 | 2000
BNFL British Nuclear Group | Chapelcross | nuclear | 196 | 1959
| Dungeness A | nuclear | 450 | 1965
| Oldbury | nuclear | 434 | 1967
| Sizewell A | nuclear | 420 | 1966
| Wylfa | nuclear | 980 | 1971
| Maentwrog | hydro | 20 | 1928
Calpine Corporation | Saltend | CCGT | 1200 | 2000
Centrica | Barry | CCGT | 250 | 1998
| Kings Lynn | CCGT | 340 | 1996
| Peterborough | CCGT | 380 | 1993
| Roosecote | CCGT | 229 | 1991
Citigen (London) Ltd | Charterhouse St, London | gas/gas oil | 31 | 1995
Coolkeeragh Power | Coolkeeragh | oil | 120 | 1959
Corby Power | Corby | CCGT | 401 | 1993
Coryton Energy Company Ltd | Coryton | CCGT | 753 | 2001
Damhead Creek Limited (3) | Damhead Creek | CCGT | 792 | 2000
Derwent Cogeneration | Derwent | CHP | 236 | 1994
Drax Power Ltd | Drax | coal | 3870 | 1974
| Drax GT | gas oil | 75 | 1971
5.11 Power Stations in the United Kingdom
(operational at the end of May 2004)(1) (continued)
Company Name | Station Name | Fuel | Installed | Year of
|  |  | Capacity | Commission or
|  |  | (MW) | year generation
began
EDF Energy | Sutton Bridge | CCGT | 803 | 1999
| Cottam | coal | 2008 | 1969
| West Burton | coal | 1972 | 1967
| West Burton GT | gas oil | 40 | 1967
Edison Mission Energy | Dinorwig | pumped storage | 1728 | 1983
| Ffestiniog | pumped storage | 360 | 1961
Enfield Energy Centre Ltd | Brimsdown | CCGT | 390 | 1999
Fellside Heat and Power | Fellside | CHP | 168 | 1993
Fibrogen | Glanford | meat & bone meal | 13 | 1993
Fibropower Ltd | Eye, Suffolk | poultry litter | 13 | 1992
Fibrothetford | Thetford | poultry litter | 39 | 1998
Great Yarmouth Power Ltd | Great Yarmouth | CCGT | 420 | 2001
Humber Power | South Humber Bank 1 | CCGT | 785 | 1996
| South Humber Bank 2 | CCGT | 527 | 1998
Immingham CHP LLP | Immingham CHP | CHP | 734 | 2004
International Power | Deeside (4) | CCGT | 500 | 1994
| Rugeley | coal | 1006 | 1972
| Rugeley GT | gas oil | 50 | 1972
Killingholme Power Ltd (5) | Killingholme | CCGT | 650 | 1994
National Grid | Kielder | hydro | 5.5 | 1984
PowerGen | Kingsnorth | coal/oil | 1940 | 1970
| Ironbridge | coal | 970 | 1970
| Ratcliffe | coal | 2000 | 1968
| Grain (6) | oil | 650 | 1979
| Grain GT | gas oil | 55 | 1978
| Kingsnorth GT | gas oil | 34 | 1967
| Ratcliffe GT | gas oil | 34 | 1966
| Taylor's Lane GT | gas oil | 132 | 1979
| Connahs Quay | CCGT | 1380 | 1996
| Cottam Development Centre | CCGT | 400 | 1999
| Rheidol | hydro | 50 | 1961
Premier Power Ltd | Ballylumford | oil/gas | 1216 | 1968
Regional Power | Glanford Brigg | CCGT | 240 | 1993
Generators Ltd
Rocksavage Power Co. Ltd | Rocksavage | CCGT | 750 | 1997
RWE Innogy Plc | Aberthaw B | coal | 1455 | 1971
| Tilbury B (7) | coal/oil | 1020 | 1968
| Didcot A | coal/gas | 1925 | 1972
| Aberthaw GT | gas oil | 51 | 1971
| Cowes | gas oil | 70 | 1982
| Didcot GT | gas oil | 100 | 1972
5.11 Power Stations in the United Kingdom
(operational at the end of May 2004)(1) (continued)
Company Name | Station Name | Fuel | Installed | Year of
|  |  | Capacity | Commission or
|  |  | (MW) | year generation
began
RWE Innogy Plc (continued) | Fawley GT | gas oil | 34 | 1969
| Littlebrook GT | gas oil | 105 | 1982
| Tilbury GT | gas oil | 34 | 1968
| Fawley (7) | oil | 484 | 1969
| Littlebrook D (7) | oil | 685 | 1982
| Didcot B | CCGT | 1370 | 1998
| Little Barford | CCGT | 655 | 1995
| Cwm Dyli | hydro | 10 | 1989 (8)
| Dolgarrog | hydro | 37 | 1924
Scottish & Southern Energy plc
Schemes:
Affric/Beauly | Mullardoch Tunnel | hydro | 2.4 | 1955
| Fasnakyle | hydro | 69 | 1951
| Deanie | hydro | 38 | 1963
| Culligran | hydro | 19.1 | 1962
| Aigas | hydro | 20 | 1962
| Kilmorack | hydro | 20 | 1962
Breadalbane | Lubreoch | hydro | 4 | 1958
| Cashlie | hydro | 11 | 1959
| Lochay | hydro | 47 | 1958
| Finlarig | hydro | 16.5 | 1955
| Lednock | hydro | 3 | 1961
| St. Fillans | hydro | 16.8 | 1957
| Dalchonzie | hydro | 4 | 1958
Conon | Achanalt | hydro | 3 | 1956
| Grudie Bridge | hydro | 18.7 | 1950
| Mossford | hydro | 18.7 | 1957
| Luichart | hydro | 34 | 1954
| Orrin | hydro | 18 | 1959
| Torr Achilty | hydro | 15 | 1954
Foyers | Foyers | hydro/pumped storage | 300 | 1974
Great Glen | Foyers Falls | hydro | 5.2 | 1968
| Mucomir | hydro | 2 | 1962
| Ceannacroc | hydro | 20 | 1956
| Livishie | hydro | 15 | 1962
| Glenmoriston | hydro | 37 | 1957
| Quoich | hydro | 18.5 | 1955
| Ivergarry | hydro | 20 | 1956
Shin | Cassley | hydro | 10 | 1959
| Lairg | hydro | 3.5 | 1959
| Shin | hydro | 18.7 | 1958
Sloy/Awe | Sloy | hydro | 152.5 | 1950
| Sron Mor | hydro | 5 | 1957
| Clachan | hydro | 40 | 1955
| Alt-na-Lairgie | hydro | 6 | 1956
| Nant | hydro | 15 | 1963
| Inverawe | hydro | 25 | 1963
| Kilmelfort | hydro | 2 | 1956
| Loch Gair | hydro | 6 | 1961
| Lussa | hydro | 2.4 | 1952
| Striven | hydro | 8 | 1951
5.11 Power Stations in the United Kingdom
(operational at the end of May 2004)(1) (continued)
Company Name | Station Name | Fuel | Installed | Year of
|  |  | Capacity | Commission or
|  |  | (MW) | year generation
began
Scottish & Southern Energy plc (continued)
Tummel | Gaur | hydro | 7.9 | 1953
| Cuaich | hydro | 2.5 | 1959
| Loch Ericht | hydro | 2.2 | 1962
| Rannoch | hydro | 44.1 | 1930
| Tummel | hydro | 34 | 1933
| Errochty | hydro | 75 | 1955
| Clunie | hydro | 61.2 | 1950
| Pitlochry | hydro | 15 | 1950
Small Hydros: | Chliostair | hydro | 1.1 | 1960
| Kerry Falls | hydro | 1.3 | 1951
| Loch Dubh | hydro | 1.2 | 1954
| Nostie Bridge | hydro | 1.3 | 1950
| Storr Lochs | hydro | 2.4 | 1952
| Cuileag | hydro | 3.2 | 2002
Thermal: | Peterhead (9) | CCGT oil/gas | 1540 | 1980
| Medway | CCGT | 688 | 1995
| Fife Power Station | CCGT | 120 | 2000
| Keadby | CCGT | 745 | 1994
| Chickerell | gas | 45 | 1998
| Burghfield | gas | 45 | 1998
| Thatcham | diesel | 8.9 | 1994
| Five Oaks | diesel | 8.9 | 1995
| Chippenham | gas | 10 | 2002
| Wheldale | gas | 10 | 2002
Island Generation | Stornoway | diesel | 23.5 | 1950
| Lerwick | diesel | 67.2 | 1953
| Arnish | diesel | 3 | 2001
| Kirkwall | diesel | 16.2 | 1953
| Loch Carnan, South Uist | diesel | 11.8 | 1971
| Bowmore | diesel | 6 | 1946
| Tiree | diesel | 2.5 | 1945
| Barra | diesel | 2.1 | 1990
Scottish Power
Schemes:
Galloway | Carsfad | hydro | 12 | 1936
| Drumjohn | hydro | 2 | 1985
| Earlstoun | hydro | 14 | 1936
| Glenlee | hydro | 24 | 1935
| Kendoon | hydro | 24 | 1936
| Tongland | hydro | 33 | 1935
Lanark | Bonnington | hydro | 11 | 1927
| Stonebyres | hydro | 5 | 1927
Cruachan | Cruachan | pumped storage | 399 | 1966
Thermal: | Cockenzie | coal | 1152 | 1967
| Longannet | coal | 2304 | 1970
| Knapton | gas oil | 40 | 1994
| Rye House | CCGT | 715 | 1993
Seabank Power Limited | Seabank 1 | CCGT | 812 | 1998
| Seabank 2 | CCGT | 410 | 2000
5.11 Power Stations in the United Kingdom
(operational at the end of May 2004)(1) (continued)
Company Name | Station Name | Fuel | Installed | Year of
|  |  | Capacity | Commission or
|  |  | (MW) | year generation
began
Sita Tyre Recycling Ltd | Wolverhampton(10) | waste | 20 | 1994
South Coast Power | Shoreham | CCGT | 400 | 2000
South East London
Combined Heat & Power Ltd | Landmann Way, London | waste | 32 | 1994
Spalding Energy Company Ltd | Spalding | CCGT | 903 | 2004
Teesside Power Ltd | Teesside Power Station | CCGT | 1875 | 1992
Western Power Generation | St Marys | gas oil | 6 | 1958
| Princetown | kerosene | 3 | 1959
| Lynton | gas oil | 2 | 1961
| Roseland | kerosene | 5 | 1963
Total |  |  | 73855
(1) This list covers stations of more than 1 MW capacity, but excludes some renewables stations of over 1 MW which are
included in the section below.
(2) AES Fifoots is in administration and not currently operating although it did operate under lease in winter 2003/04.
(3) Purchased by Scottish Power in June 2004
(4) Includes 250 MW re-instated in October 2003.
(5) Purchased by Centrica in June 2004
(6) As re-instated in October 2003; 650 MW remain mothballed.
(7) Excludes mothballed capacity.
(8) Recommissioning date.
(9) Total capacity is 2,319 MW but because of transmission constraints only 1,540 MW can be used at any one time.
(10) There has been no generation from this site for several years.
Other power stations(11)
Station type |  | Fuel | Capacity
(MW)
Renewable sources |  | wind | 742
and combustible wastes |  | landfill gas | 619
|  | sewage gas | 101
|  | hydro | 133
|  | waste | 269
|  | other | 119
CHP schemes other than |  | mainly gas | 3978
major power producers and
renewables
Other autogenerators |  | various fuels | 926
(11) As at end December 2003.
Interconnectors
Capacity
(MW)
England - Scotland |  |  | 2200
England - France |  |  | 2000
Scotland - Northern Ireland |  |  | 500
Northern Ireland - Irish Republic |  |  | 600